## I-1a
Table I-1a: NYCA Baseline Energy and Demand Forecasts
Reflects Impacts of Energy Saving Programs & Behind-the-Meter Generation
2023 Long Term Forecast1 - 2023 to 2053
Energy - GWh |  |  |  | Summer Peak Demand2 - MW |  |  |  | Winter Peak Demand2 - MW
Year | Low3 | Baseline4 | High3 | Year | Low3 | Baseline4, 5 | High3 | Year | Low3 | Baseline4 | High3
2022 |  | 152058 |  | 2022 |  | 31709 |  | 2022-23 |  | 23674
2023 | 150510 | 151780 | 150950 | 2023 | 31680 | 32048 | 31950 | 2023-24 | 24030 | 24220 | 24220
2024 | 150540 | 152140 | 151750 | 2024 | 31670 | 32280 | 32250 | 2024-25 | 24780 | 24530 | 25220
2025 | 150260 | 152390 | 153430 | 2025 | 31450 | 32390 | 32340 | 2025-26 | 25730 | 25100 | 26490
2026 | 150640 | 153250 | 155160 | 2026 | 31150 | 32440 | 32400 | 2026-27 | 26690 | 25700 | 27920
2027 | 150550 | 153780 | 158770 | 2027 | 30660 | 32410 | 32630 | 2027-28 | 27530 | 26300 | 29440
2028 | 150900 | 154390 | 163180 | 2028 | 30180 | 32310 | 32840 | 2028-29 | 28520 | 26990 | 31080
2029 | 151970 | 155530 | 166640 | 2029 | 29820 | 32300 | 33080 | 2029-30 | 29710 | 27920 | 32790
2030 | 154550 | 157660 | 171480 | 2030 | 29610 | 32490 | 33420 | 2030-31 | 31100 | 28970 | 34760
2031 | 157480 | 160100 | 176620 | 2031 | 29560 | 32750 | 33900 | 2031-32 | 32660 | 30160 | 36960
2032 | 161190 | 163260 | 183050 | 2032 | 29590 | 33110 | 34380 | 2032-33 | 34290 | 31530 | 39290
2033 | 165630 | 167220 | 189940 | 2033 | 29690 | 33520 | 34950 | 2033-34 | 35980 | 32980 | 41720
2034 | 170910 | 171840 | 197800 | 2034 | 29850 | 34010 | 35610 | 2034-35 | 38070 | 34760 | 44700
2035 | 176690 | 176910 | 206360 | 2035 | 30050 | 34540 | 36340 | 2035-36 | 40120 | 36600 | 47630
2036 | 182590 | 182200 | 215500 | 2036 | 30260 | 35040 | 37120 | 2036-37 | 41920 | 38310 | 50350
2037 | 188530 | 187580 | 225390 | 2037 | 30500 | 35510 | 37920 | 2037-38 | 43840 | 40120 | 53240
2038 | 194500 | 193060 | 235740 | 2038 | 30750 | 36030 | 38730 | 2038-39 | 45560 | 41850 | 55940
2039 | 200500 | 198670 | 246220 | 2039 | 31000 | 36500 | 39650 | 2039-40 | 47040 | 43380 | 58360
2040 | 206110 | 204030 | 256250 | 2040 | 31250 | 36930 | 40550 | 2040-41 | 48330 | 44800 | 60610
2041 | 211130 | 208910 | 265360 | 2041 | 31490 | 37350 | 41410 | 2041-42 | 49430 | 46030 | 62670
2042 | 215680 | 213380 | 273870 | 2042 | 31720 | 37740 | 42110 | 2042-43 | 50110 | 46930 | 64250
2043 | 219800 | 217500 | 281970 | 2043 | 31950 | 38090 | 42760 | 2043-44 | 50900 | 47870 | 65910
2044 | 223230 | 221090 | 289360 | 2044 | 32160 | 38420 | 43390 | 2044-45 | 51540 | 48730 | 67480
2045 | 226080 | 224200 | 296000 | 2045 | 32350 | 38740 | 43980 | 2045-46 | 52040 | 49440 | 68870
2046 | 228220 | 226750 | 301790 | 2046 | 32510 | 39020 | 44530 | 2046-47 | 52280 | 50030 | 69980
2047 | 229980 | 229070 | 307120 | 2047 | 32640 | 39290 | 45040 | 2047-48 | 52260 | 50390 | 70740
2048 | 231330 | 230990 | 311920 | 2048 | 32750 | 39560 | 45560 | 2048-49 | 52170 | 50700 | 71540
2049 | 232070 | 232370 | 316020 | 2049 | 32870 | 39800 | 46060 | 2049-50 | 52170 | 51060 | 72410
2050 | 232300 | 233350 | 319600 | 2050 | 32960 | 40010 | 46540 | 2050-51 | 51980 | 51260 | 73070
2051 | 232400 | 234220 | 322960 | 2051 | 33020 | 40210 | 46960 | 2051-52 | 51630 | 51250 | 73460
2052 | 232200 | 234740 | 325920 | 2052 | 33060 | 40320 | 47330 | 2052-53 | 51400 | 51410 | 73950
2053 | 231750 | 235020 | 328580 | 2053 | 33070 | 40410 | 47510 | 2053-54 | 50800 | 51190 | 74090
Average Annual Growth - Percent
Period | Low | Baseline | High | Period | Low | Baseline | High | Period | Low | Baseline | High
2023-28 | 0.05182% | 0.3439% | 1.62% | 2023-28 | -0.947% | 0.1635% | 0.5571% | 2023-28 | 3.737% | 2.287% | 5.665%
2028-33 | 1.952% | 1.662% | 3.28% | 2028-33 | -0.3247% | 0.749% | 1.285% | 2028-33 | 5.231% | 4.439% | 6.847%
2033-38 | 3.486% | 3.091% | 4.823% | 2033-38 | 0.714% | 1.498% | 2.163% | 2033-38 | 5.325% | 5.379% | 6.817%
2038-43 | 2.602% | 2.532% | 3.922% | 2038-43 | 0.7805% | 1.143% | 2.081% | 2038-43 | 2.344% | 2.877% | 3.565%
2023-33 | 1.005% | 1.017% | 2.583% | 2023-33 | -0.6282% | 0.4593% | 0.939% | 2023-33 | 4.973% | 3.617% | 7.225%
2033-43 | 3.271% | 3.007% | 4.845% | 2033-43 | 0.7612% | 1.363% | 2.235% | 2033-43 | 4.147% | 4.515% | 5.798%
2043-53 | 0.5437% | 0.8055% | 1.653% | 2043-53 | 0.3505% | 0.6091% | 1.111% | 2043-53 | -0.01965% | 0.6935% | 1.241%
2023-43 | 2.302% | 2.165% | 4.34% | 2023-43 | 0.04261% | 0.9426% | 1.692% | 2023-43 | 5.591% | 4.882% | 8.607%
2023-53 | 1.799% | 1.828% | 3.922% | 2023-53 | 0.1463% | 0.8697% | 1.623% | 2023-53 | 3.713% | 3.712% | 6.863%
Notes
1. All results in the Section I tables include transmission & distribution losses.
2. Summer Capability period is from May 1 to October 31. Winter Capability period is from November 1 of the current year to April 30 of the next year.
3. The low and high columns reflect the lower demand policy scenario and higher demand policy scenario forecasts under expected weather conditions, which are summarized in Tables I-15 and I-16.
These do not reflect the 90th and 10th percentile forecasts due to weather, which are found in Tables I-6 and I-7.
4. Energy and peak figures for 2022 are weather-normalized. The values for the actual annual energy, summer peak, and winter peak are reported in Tables I-2, I-3a, and I-3b respectively.
5. The 2023 NYCA summer peak forecast is the same as the 2023 ICAP forecast.

## Graphs
Figure I-1: NYCA Energy Forecasts – Annual Energy, GWh
Figure I-2: NYCA Summer Peak Forecasts – Coincident Peak, MW
Figure I-3: NYCA Winter Peak Forecasts – Coincident Peak, MW
Figure I-4: NYCA Baseline Peak Forecast Comparison – Coincident Peak, MW

## I-16
Table I-16a: Summary of NYCA Higher Demand Policy Scenario Annual Energy Forecasts - GWh | [11 empty] | Table I-16b: Summary of NYCA Higher Demand Policy Scenario Summer Coincident Peak Demand Forecasts - MW | [11 empty] | Table I-16c: Summary of NYCA Higher Demand Policy Scenario Winter Coincident Peak Demand Forecasts - MW
Reflects Achievement of State Policy Targets | [11 empty] | Reflects Achievement of State Policy Targets | [11 empty] | Reflects Achievement of State Policy Targets
Year | (a) | (b) | (c) | (d) | (e) | (f) | (g) | (h) | (i) | (j) | (k) | Year | (a) | (b) | (c) | (d) | (e) | (f) | (g) | (h) | (i) | (j) | (k) | Year | (a) | (b) | (c) | (d) | (e) | (f) | (g) | (h) | (i) | (j) | (k)
|  | (-) | = a - b | (-) | (-) | (+) | (+) | (+) | (+) | (+) | = c-d-e+f+g+h+i+j |  |  | (-) | = a - b | (-) | (-) | (-) | (+) | (+) | (+) | (+) | = c-d-e-f+g+h+i+j |  |  | (-) | = a - b | (-) | (-) | (-) | (+) | (+) | (+) | (+) | = c-d-e-f+g+h+i+j
| Econometric Energy | EE and C&S | End-Use Energy | Solar PV, BTM | Non-Solar DG, BTM | Storage Net Energy Consumption | EV Energy | Building Electrification | Large Load Projects | Electrolysis | Higher Demand Scenario Annual Energy Forecast |  | Econometric Peak Demand | EE and C&S | End-Use Peak Demand | Solar PV, BTM | Non-Solar DG, BTM | BTM Storage Peak Reductions | EV Peak Demand | Building Electrification | Large Load Projects | Electrolysis | Higher Demand Scenario Summer Peak Forecast |  | Econometric Peak Demand | EE and C&S | End-Use Peak Demand | Solar PV, BTM | Non-Solar DG, BTM | BTM Storage Peak Reductions | EV Peak Demand | Building Electrification | Large Load Projects | Electrolysis | Higher Demand Scenario Winter Peak Forecast
2023 | 157263 | 3530 | 153733 | 5329 | 1969 | 57 | 810 | 1308 | 2340 | 0 | 150950 | 2023 | 33793 | 650 | 33143 | 1113 | 342 | 234 | 162 | 73 | 261 | 0 | 31950 | 2023-24 | 24047 | 570 | 23477 | 0 | 342 | 234 | 215 | 594 | 510 | 0 | 24220
2024 | 158989 | 7250 | 151739 | 6529 | 2130 | 159 | 1218 | 2803 | 4490 | 0 | 151750 | 2024 | 34469 | 1270 | 33199 | 1133 | 367 | 351 | 240 | 99 | 563 | 0 | 32250 | 2024-25 | 24192 | 1120 | 23072 | 0 | 367 | 351 | 320 | 1810 | 736 | 0 | 25220
2025 | 159861 | 11240 | 148621 | 7719 | 2186 | 247 | 1818 | 4547 | 7190 | 912 | 153430 | 2025 | 34961 | 2010 | 32951 | 1165 | 376 | 453 | 354 | 134 | 895 | 0 | 32340 | 2025-26 | 24358 | 1680 | 22678 | 0 | 376 | 453 | 474 | 3102 | 1065 | 0 | 26490
2026 | 160825 | 15190 | 145635 | 8834 | 2246 | 374 | 2626 | 6574 | 9720 | 1311 | 155160 | 2026 | 35411 | 2750 | 32661 | 1190 | 387 | 557 | 506 | 172 | 1195 | 0 | 32400 | 2026-27 | 24549 | 2270 | 22279 | 0 | 387 | 557 | 679 | 4521 | 1385 | 0 | 27920
2027 | 161786 | 19020 | 142766 | 9827 | 2309 | 573 | 3683 | 8924 | 13080 | 1880 | 158770 | 2027 | 35897 | 3540 | 32357 | 1202 | 398 | 671 | 704 | 221 | 1619 | 0 | 32630 | 2027-28 | 24676 | 2870 | 21806 | 0 | 398 | 671 | 945 | 5979 | 1779 | 0 | 29440
2028 | 162902 | 22690 | 140212 | 10654 | 2367 | 678 | 4948 | 11623 | 16020 | 2720 | 163180 | 2028 | 36339 | 4290 | 32049 | 1201 | 408 | 780 | 937 | 276 | 1967 | 0 | 32840 | 2028-29 | 24793 | 3420 | 21373 | 0 | 408 | 780 | 1254 | 7629 | 2012 | 0 | 31080
2029 | 163860 | 26050 | 137810 | 11337 | 2411 | 781 | 6432 | 14646 | 16950 | 3769 | 166640 | 2029 | 36921 | 5000 | 31921 | 1185 | 417 | 871 | 1212 | 335 | 2085 | 0 | 33080 | 2029-30 | 24953 | 3960 | 20993 | 0 | 417 | 871 | 1620 | 9335 | 2130 | 0 | 32790
2030 | 164956 | 28900 | 136056 | 11879 | 2446 | 881 | 8159 | 18054 | 17680 | 4975 | 171480 | 2030 | 37407 | 5560 | 31847 | 1160 | 422 | 943 | 1529 | 404 | 2165 | 0 | 33420 | 2030-31 | 25104 | 4430 | 20674 | 0 | 422 | 943 | 2047 | 11239 | 2165 | 0 | 34760
2031 | 166213 | 31520 | 134693 | 12325 | 2503 | 975 | 10113 | 21822 | 17680 | 6165 | 176620 | 2031 | 38000 | 6070 | 31930 | 1127 | 433 | 1002 | 1887 | 480 | 2165 | 0 | 33900 | 2031-32 | 25273 | 4890 | 20383 | 0 | 433 | 1002 | 2528 | 13289 | 2195 | 0 | 36960
2032 | 167521 | 34000 | 133521 | 12727 | 2540 | 1066 | 12313 | 25991 | 18100 | 7326 | 183050 | 2032 | 38477 | 6590 | 31887 | 1090 | 439 | 1048 | 2291 | 564 | 2215 | 0 | 34380 | 2032-33 | 25464 | 5340 | 20124 | 0 | 439 | 1048 | 3067 | 15371 | 2215 | 0 | 39290
2033 | 168957 | 36270 | 132687 | 13106 | 2586 | 1159 | 14781 | 30458 | 18100 | 8447 | 189940 | 2033 | 38974 | 7050 | 31924 | 1047 | 448 | 1092 | 2740 | 658 | 2215 | 0 | 34950 | 2033-34 | 25601 | 5770 | 19831 | 0 | 448 | 1092 | 3669 | 17545 | 2215 | 0 | 41720
2034 | 170573 | 38380 | 132193 | 13458 | 2622 | 1249 | 17543 | 35224 | 18100 | 9571 | 197800 | 2034 | 39426 | 7450 | 31976 | 999 | 453 | 1132 | 3243 | 760 | 2215 | 0 | 35610 | 2034-35 | 25864 | 6160 | 19704 | 0 | 453 | 1132 | 4339 | 20027 | 2215 | 0 | 44700
2035 | 172062 | 40420 | 131642 | 13775 | 2656 | 1341 | 20634 | 40183 | 18100 | 10891 | 206360 | 2035 | 39871 | 7840 | 32031 | 947 | 458 | 1169 | 3801 | 867 | 2215 | 0 | 36340 | 2035-36 | 26189 | 6630 | 19559 | 0 | 458 | 1169 | 5089 | 22394 | 2215 | 0 | 47630
2036 | 173415 | 42300 | 131115 | 14068 | 2682 | 1430 | 23714 | 45298 | 18100 | 12593 | 215500 | 2036 | 40355 | 8220 | 32135 | 892 | 463 | 1202 | 4352 | 975 | 2215 | 0 | 37120 | 2036-37 | 26381 | 7050 | 19331 | 0 | 463 | 1202 | 5825 | 24644 | 2215 | 0 | 50350
2037 | 174804 | 43990 | 130814 | 14336 | 2714 | 1521 | 26765 | 50372 | 18100 | 14868 | 225390 | 2037 | 40842 | 8570 | 32272 | 837 | 469 | 1235 | 4888 | 1086 | 2215 | 0 | 37920 | 2037-38 | 26692 | 7440 | 19252 | 0 | 469 | 1235 | 6545 | 26932 | 2215 | 0 | 53240
2038 | 176291 | 45620 | 130671 | 14582 | 2757 | 1610 | 29763 | 55410 | 18100 | 17525 | 235740 | 2038 | 41300 | 8870 | 32430 | 783 | 476 | 1264 | 5408 | 1200 | 2215 | 0 | 38730 | 2038-39 | 27035 | 7860 | 19175 | 0 | 476 | 1264 | 7244 | 29046 | 2215 | 0 | 55940
2039 | 177988 | 47210 | 130778 | 14816 | 2778 | 1699 | 32677 | 60291 | 18100 | 20269 | 246220 | 2039 | 41887 | 9180 | 32707 | 723 | 480 | 1291 | 5909 | 1313 | 2215 | 0 | 39650 | 2039-40 | 27235 | 8310 | 18925 | 0 | 480 | 1291 | 7913 | 31078 | 2215 | 0 | 58360
2040 | 179828 | 48890 | 130938 | 15023 | 2816 | 1787 | 35485 | 64976 | 18100 | 22803 | 256250 | 2040 | 42491 | 9480 | 33011 | 665 | 487 | 1324 | 6379 | 1421 | 2215 | 0 | 40550 | 2040-41 | 27522 | 8750 | 18772 | 0 | 487 | 1324 | 8548 | 32886 | 2215 | 0 | 60610
2041 | 181607 | 50630 | 130977 | 15218 | 2848 | 1879 | 38164 | 69270 | 18100 | 25036 | 265360 | 2041 | 43091 | 9790 | 33301 | 610 | 492 | 1354 | 6822 | 1528 | 2215 | 0 | 41410 | 2041-42 | 27781 | 9170 | 18611 | 0 | 492 | 1354 | 9140 | 34550 | 2215 | 0 | 62670
2042 | 183317 | 52280 | 131037 | 15399 | 2873 | 1967 | 40699 | 73246 | 18100 | 27093 | 273870 | 2042 | 43538 | 10070 | 33468 | 556 | 497 | 1379 | 7230 | 1629 | 2215 | 0 | 42110 | 2042-43 | 27910 | 9630 | 18280 | 0 | 497 | 1379 | 9687 | 35944 | 2215 | 0 | 64250
2043 | 184975 | 53660 | 131315 | 15560 | 2889 | 2056 | 43081 | 76820 | 18100 | 29047 | 281970 | 2043 | 43921 | 10310 | 33611 | 506 | 500 | 1407 | 7600 | 1747 | 2215 | 0 | 42760 | 2043-44 | 28202 | 10040 | 18162 | 0 | 500 | 1407 | 10192 | 37248 | 2215 | 0 | 65910
2044 | 186453 | 54990 | 131463 | 15707 | 2920 | 2144 | 45305 | 80064 | 18100 | 30911 | 289360 | 2044 | 44267 | 10510 | 33757 | 459 | 505 | 1435 | 7942 | 1875 | 2215 | 0 | 43390 | 2044-45 | 28545 | 10420 | 18125 | 0 | 505 | 1435 | 10652 | 38428 | 2215 | 0 | 67480
2045 | 188031 | 56290 | 131741 | 15841 | 2949 | 2231 | 47342 | 82800 | 18100 | 32576 | 296000 | 2045 | 44650 | 10730 | 33920 | 418 | 510 | 1461 | 8242 | 1992 | 2215 | 0 | 43980 | 2045-46 | 28864 | 10820 | 18044 | 0 | 510 | 1461 | 11060 | 39522 | 2215 | 0 | 68870
2046 | 189439 | 57520 | 131919 | 15974 | 2963 | 2321 | 49170 | 85203 | 18100 | 34014 | 301790 | 2046 | 44988 | 10900 | 34088 | 380 | 513 | 1484 | 8503 | 2101 | 2215 | 0 | 44530 | 2046-47 | 29210 | 11200 | 18010 | 0 | 513 | 1484 | 11414 | 40338 | 2215 | 0 | 69980
2047 | 191215 | 58830 | 132385 | 16089 | 2980 | 2410 | 50768 | 87242 | 18100 | 35284 | 307120 | 2047 | 45378 | 11100 | 34278 | 352 | 516 | 1505 | 8719 | 2201 | 2215 | 0 | 45040 | 2047-48 | 29494 | 11650 | 17844 | 0 | 516 | 1505 | 11707 | 40995 | 2215 | 0 | 70740
2048 | 192969 | 60140 | 132829 | 16201 | 3015 | 2496 | 52131 | 89124 | 18100 | 36456 | 311920 | 2048 | 45778 | 11300 | 34478 | 328 | 522 | 1528 | 8948 | 2297 | 2215 | 0 | 45560 | 2048-49 | 29829 | 12050 | 17779 | 0 | 522 | 1528 | 12019 | 41577 | 2215 | 0 | 71540
2049 | 194670 | 61410 | 133260 | 16290 | 3026 | 2583 | 53259 | 90564 | 18100 | 37570 | 316020 | 2049 | 46182 | 11470 | 34712 | 313 | 524 | 1547 | 9138 | 2379 | 2215 | 0 | 46060 | 2049-50 | 30267 | 12470 | 17797 | 0 | 524 | 1547 | 12277 | 42192 | 2215 | 0 | 72410
2050 | 196246 | 62630 | 133616 | 16384 | 3043 | 2670 | 54205 | 91815 | 18100 | 38621 | 319600 | 2050 | 46629 | 11650 | 34979 | 306 | 527 | 1570 | 9296 | 2453 | 2215 | 0 | 46540 | 2050-51 | 30639 | 12860 | 17779 | 0 | 527 | 1570 | 12493 | 42680 | 2215 | 0 | 73070
2051 | 198211 | 63900 | 134311 | 16477 | 3069 | 2758 | 54828 | 92878 | 18100 | 39631 | 322960 | 2051 | 47059 | 11820 | 35239 | 302 | 531 | 1588 | 9397 | 2530 | 2215 | 0 | 46960 | 2051-52 | 30882 | 13260 | 17622 | 0 | 531 | 1588 | 12631 | 43111 | 2215 | 0 | 73460
2052 | 200027 | 65150 | 134877 | 16547 | 3097 | 2845 | 55267 | 93860 | 18100 | 40615 | 325920 | 2052 | 47473 | 11980 | 35493 | 297 | 537 | 1606 | 9465 | 2597 | 2215 | 0 | 47330 | 2052-53 | 31366 | 13640 | 17726 | 0 | 537 | 1606 | 12726 | 43426 | 2215 | 0 | 73950
2053 | 201919 | 66370 | 135549 | 16620 | 3110 | 2932 | 55567 | 94562 | 18100 | 41600 | 328580 | 2053 | 47705 | 12130 | 35575 | 294 | 538 | 1623 | 9514 | 2661 | 2215 | 0 | 47510 | 2053-54 | 31519 | 14020 | 17499 | 0 | 538 | 1623 | 12795 | 43742 | 2215 | 0 | 74090
(a) - Econometric Energy Forecast - Reflects impacts of projected weather trends and economic growth | [11 empty] | (a) - Econometric Summer Peak Demand - Reflects impacts of projected weather trends and economic growth | [11 empty] | (a) - Econometric Winter Peak Demand - Reflects impacts of projected weather trends and economic growth
(b) - Table I-8a-H: Energy Efficiency and Codes & Standards Energy Impacts, Relative to 2022 | [11 empty] | (b) - Table I-8b-H: Energy Efficiency and Codes & Standards Summer Coincident Peak Demand Reductions, Relative to 2022 | [11 empty] | (b) - Table I-8c-H: Energy Efficiency and Codes & Standards Winter Coincident Peak Demand Reductions, Relative to 2022-23
(c) - End-Use Energy Consumption - Reflects projected end use energy consumption | [11 empty] | (c) - End-Use Summer Peak Demand - Reflects projected end use summer coincident peak demand | [11 empty] | (c) - End-Use Winter Peak Demand - Reflects projected end use winter coincident peak demand
(d) - Table I-9b-H: Solar PV Impacts, Behind-the-Meter - Total Reductions in Annual Energy | [11 empty] | (d) - Table I-9c-H: Solar PV Impacts, Behind-the-Meter, Total Reductions in Summer Coincident Peak Demand | [11 empty] | (d) - The forecast of solar PV-related reductions to the winter peak is zero because the system typically peaks after sunset
(e) - Table I-10b-H: Non-Solar Distributed Generation Impacts, Behind-the-Meter - Total Reductions in Annual Energy | [11 empty] | (e) - Table I-10c-H: Non-Solar Distributed Generation Impacts, Behind-the-Meter, Total Reductions in Coincident Peak Demand | [11 empty] | (e) - Table I-10c-H: Non-Solar Distributed Generation Impacts, Behind-the-Meter, Total Reductions in Coincident Peak Demand
(f) - Table I-12b-H: Storage Annual Net Energy Consumption, both wholesale and behind-the-meter (pumped storage is not included - see Table III-2 for current resources) | [11 empty] | (f) - Table I-12c-H: Storage Impacts, Behind-the-Meter, Reductions in Coincident Peak Demand (pumped storage is not included - see Table III-2 for current resources) | [11 empty] | (f) - Table I-12c-H: Storage Impacts, Behind-the-Meter, Reductions in Coincident Peak Demand (pumped storage is not included - see Table III-2 for current resources)
(g) - Table I-11b-H: Electric Vehicle Energy Usage | [11 empty] | (g) - Table I-11c-H: Electric Vehicle Summer Coincident Peak Demand | [11 empty] | (g) - Table I-11d-H: Electric Vehicle Winter Coincident Peak Demand
(h) - Table I-13a-H: Building Electrification Energy Usage - future end-use electrification including heat pumps, water heating, cooking, and other end-uses | [11 empty] | (h) - Table I-13b-H: Building Electrification Summer Coincident Peak Demand - future end-use electrification including heat pumps, water heating, cooking, and other end-uses | [11 empty] | (h) - Table I-13c-H: Building Electrification Winter Coincident Peak Demand - future end-use electrification including heat pumps, water heating, cooking, and other end-uses
(i) - Table I-14-H: Large Loads Forecast - reflects existing plus future load growth | [11 empty] | (i) - Table I-14-H: Large Loads Forecast - reflects existing plus future load growth | [11 empty] | (i) - Table I-14-H: Large Loads Forecast - reflects existing plus future load growth
(j) - Table I-21-H: Electrolysis Annual Energy Impacts | [11 empty] | (j) - There are no electrolysis peak demand impacts as hydrogen production is expected to occur non-coincident with system peak electric load | [11 empty] | (j) - There are no electrolysis peak demand impacts as hydrogen production is expected to occur non-coincident with system peak electric load
(k) - Table I-2-H: Higher Demand Policy Scenario Annual Energy Forecast | [11 empty] | (k) - Table I-3a-H: Higher Demand Policy Scenario Summer Coincident Peak Demand Forecast | [11 empty] | (k) - Table I-3b-H: Higher Demand Policy Scenario Winter Coincident Peak Demand Forecast

## I-2-H
Table I-2-H: Higher Demand Policy Scenario Annual Energy Forecast
Reflects Impacts of Energy Saving Programs & Behind-the-Meter Generation
Annual Energy by Zone - GWh
Year | A | B | C | D | E | F | G | H | I | J | K | NYCA
2023 | 14850 | 9770 | 15170 | 5930 | 7380 | 11680 | 9110 | 2800 | 5540 | 48930 | 19790 | 150950
2024 | 15010 | 10720 | 15110 | 6070 | 7270 | 11590 | 8970 | 2770 | 5500 | 48790 | 19950 | 151750
2025 | 15190 | 10820 | 16520 | 6560 | 7320 | 11580 | 8950 | 2760 | 5400 | 48220 | 20110 | 153430
2026 | 15190 | 11010 | 17900 | 7050 | 7250 | 11600 | 8900 | 2720 | 5360 | 47890 | 20290 | 155160
2027 | 15440 | 11430 | 19890 | 7790 | 7270 | 11770 | 8890 | 2710 | 5320 | 47780 | 20480 | 158770
2028 | 15940 | 11970 | 21700 | 8420 | 7410 | 12000 | 8980 | 2740 | 5340 | 47910 | 20770 | 163180
2029 | 16470 | 12170 | 22380 | 8900 | 7660 | 12370 | 9190 | 2760 | 5360 | 48160 | 21220 | 166640
2030 | 16990 | 12490 | 23330 | 9260 | 8010 | 12870 | 9510 | 2830 | 5470 | 48870 | 21850 | 171480
2031 | 17510 | 12900 | 23950 | 9420 | 8470 | 13450 | 9910 | 2910 | 5590 | 49860 | 22650 | 176620
2032 | 18180 | 13400 | 25070 | 9590 | 8940 | 14090 | 10430 | 3000 | 5750 | 51040 | 23560 | 183050
2033 | 18900 | 13920 | 25820 | 9720 | 9430 | 14780 | 10990 | 3090 | 5990 | 52730 | 24570 | 189940
2034 | 19710 | 14490 | 26620 | 9890 | 9990 | 15540 | 11630 | 3220 | 6240 | 54780 | 25690 | 197800
2035 | 20650 | 15170 | 27610 | 10100 | 10640 | 16400 | 12360 | 3350 | 6510 | 56700 | 26870 | 206360
2036 | 21670 | 15890 | 28710 | 10330 | 11360 | 17310 | 13120 | 3490 | 6790 | 58740 | 28090 | 215500
2037 | 22790 | 16670 | 29990 | 10630 | 12230 | 18290 | 13950 | 3640 | 7070 | 60830 | 29300 | 225390
2038 | 23950 | 17480 | 31390 | 10980 | 13150 | 19260 | 14770 | 3770 | 7360 | 63140 | 30490 | 235740
2039 | 25110 | 18290 | 32830 | 11310 | 14080 | 20270 | 15610 | 3900 | 7670 | 65490 | 31660 | 246220
2040 | 26220 | 19040 | 34150 | 11650 | 14950 | 21210 | 16380 | 4030 | 7980 | 67880 | 32760 | 256250
2041 | 27200 | 19740 | 35350 | 11930 | 15730 | 22060 | 17050 | 4130 | 8260 | 70140 | 33770 | 265360
2042 | 28100 | 20360 | 36430 | 12190 | 16450 | 22850 | 17670 | 4240 | 8540 | 72350 | 34690 | 273870
2043 | 28980 | 20970 | 37500 | 12450 | 17160 | 23620 | 18290 | 4350 | 8800 | 74270 | 35580 | 281970
2044 | 29800 | 21520 | 38480 | 12690 | 17800 | 24340 | 18860 | 4430 | 9020 | 76040 | 36380 | 289360
2045 | 30520 | 22000 | 39360 | 12900 | 18380 | 24990 | 19400 | 4520 | 9230 | 77610 | 37090 | 296000
2046 | 31120 | 22430 | 40100 | 13090 | 18880 | 25560 | 19870 | 4590 | 9410 | 79040 | 37700 | 301790
2047 | 31680 | 22800 | 40800 | 13250 | 19330 | 26090 | 20310 | 4660 | 9570 | 80370 | 38260 | 307120
2048 | 32170 | 23140 | 41390 | 13410 | 19720 | 26560 | 20720 | 4710 | 9720 | 81630 | 38750 | 311920
2049 | 32600 | 23430 | 41950 | 13540 | 20070 | 26980 | 21070 | 4760 | 9830 | 82630 | 39160 | 316020
2050 | 32960 | 23680 | 42420 | 13670 | 20390 | 27350 | 21360 | 4800 | 9950 | 83540 | 39480 | 319600
2051 | 33280 | 23900 | 42870 | 13800 | 20670 | 27690 | 21640 | 4840 | 10050 | 84450 | 39770 | 322960
2052 | 33560 | 24090 | 43260 | 13910 | 20930 | 28000 | 21860 | 4870 | 10140 | 85310 | 39990 | 325920
2053 | 33810 | 24260 | 43640 | 14030 | 21160 | 28260 | 22050 | 4900 | 10220 | 86050 | 40200 | 328580
Note: Forecast values reflect expected trended weather conditions.
Note: Expected weather conditions include an increasing temperature trend from the NYISO Climate Change Impact Study Phase I report.

## I-3a-H
Table I-3a-H: Higher Demand Policy Scenario Summer Coincident Peak Demand Forecast
Reflects Impacts of Energy Saving Programs & Behind-the-Meter Generation
Coincident Summer Peak Demand by Zone - MW
Year | A | B | C | D | E | F | G | H | I | J | K | NYCA
2023 | 2664 | 1980 | 2663 | 683 | 1365 | 2388 | 2143 | 608 | 1401 | 11060 | 4995 | 31950
2024 | 2685 | 2108 | 2685 | 702 | 1399 | 2373 | 2111 | 603 | 1419 | 11200 | 4965 | 32250
2025 | 2675 | 2090 | 2810 | 754 | 1381 | 2371 | 2084 | 598 | 1421 | 11220 | 4936 | 32340
2026 | 2647 | 2082 | 2946 | 806 | 1365 | 2354 | 2061 | 590 | 1419 | 11200 | 4930 | 32400
2027 | 2641 | 2111 | 3142 | 908 | 1336 | 2360 | 2064 | 587 | 1411 | 11140 | 4930 | 32630
2028 | 2655 | 2153 | 3325 | 973 | 1316 | 2355 | 2062 | 582 | 1402 | 11070 | 4947 | 32840
2029 | 2668 | 2157 | 3363 | 1008 | 1317 | 2368 | 2088 | 583 | 1410 | 11130 | 4988 | 33080
2030 | 2682 | 2168 | 3405 | 1030 | 1326 | 2387 | 2124 | 587 | 1425 | 11250 | 5036 | 33420
2031 | 2703 | 2192 | 3477 | 1039 | 1343 | 2409 | 2171 | 598 | 1447 | 11420 | 5101 | 33900
2032 | 2737 | 2218 | 3529 | 1043 | 1363 | 2437 | 2226 | 610 | 1466 | 11580 | 5171 | 34380
2033 | 2784 | 2250 | 3587 | 1046 | 1389 | 2474 | 2290 | 623 | 1489 | 11760 | 5258 | 34950
2034 | 2843 | 2287 | 3639 | 1047 | 1424 | 2523 | 2368 | 633 | 1516 | 11970 | 5360 | 35610
2035 | 2911 | 2331 | 3700 | 1052 | 1471 | 2584 | 2448 | 646 | 1544 | 12180 | 5473 | 36340
2036 | 2984 | 2375 | 3776 | 1056 | 1520 | 2648 | 2534 | 657 | 1573 | 12410 | 5587 | 37120
2037 | 3056 | 2417 | 3848 | 1063 | 1567 | 2719 | 2619 | 672 | 1604 | 12660 | 5695 | 37920
2038 | 3125 | 2460 | 3911 | 1069 | 1613 | 2787 | 2706 | 684 | 1638 | 12930 | 5807 | 38730
2039 | 3194 | 2505 | 3977 | 1077 | 1659 | 2854 | 2784 | 700 | 1685 | 13300 | 5915 | 39650
2040 | 3263 | 2548 | 4045 | 1082 | 1703 | 2919 | 2856 | 711 | 1732 | 13670 | 6021 | 40550
2041 | 3325 | 2588 | 4106 | 1087 | 1745 | 2980 | 2921 | 721 | 1778 | 14040 | 6119 | 41410
2042 | 3384 | 2626 | 4167 | 1092 | 1787 | 3040 | 2983 | 730 | 1809 | 14280 | 6212 | 42110
2043 | 3446 | 2661 | 4222 | 1099 | 1828 | 3098 | 3043 | 742 | 1836 | 14490 | 6295 | 42760
2044 | 3508 | 2697 | 4285 | 1103 | 1867 | 3158 | 3104 | 752 | 1860 | 14680 | 6376 | 43390
2045 | 3563 | 2732 | 4337 | 1106 | 1900 | 3214 | 3163 | 761 | 1884 | 14870 | 6450 | 43980
2046 | 3608 | 2763 | 4381 | 1108 | 1926 | 3258 | 3218 | 769 | 1908 | 15070 | 6521 | 44530
2047 | 3650 | 2791 | 4422 | 1113 | 1951 | 3299 | 3272 | 777 | 1932 | 15250 | 6583 | 45040
2048 | 3693 | 2819 | 4464 | 1116 | 1975 | 3340 | 3324 | 785 | 1956 | 15440 | 6648 | 45560
2049 | 3732 | 2850 | 4494 | 1120 | 2000 | 3382 | 3373 | 789 | 1980 | 15630 | 6710 | 46060
2050 | 3769 | 2875 | 4538 | 1122 | 2020 | 3420 | 3418 | 796 | 2004 | 15810 | 6768 | 46540
2051 | 3800 | 2896 | 4560 | 1122 | 2038 | 3450 | 3455 | 802 | 2026 | 15990 | 6821 | 46960
2052 | 3825 | 2912 | 4587 | 1121 | 2052 | 3475 | 3485 | 810 | 2047 | 16150 | 6866 | 47330
2053 | 3835 | 2922 | 4601 | 1120 | 2058 | 3485 | 3499 | 814 | 2057 | 16230 | 6889 | 47510
Note: Forecast values assume no demand response reductions.
Note: Forecast values reflect expected trended weather conditions.
Note: Expected weather conditions include an increasing temperature trend from the NYISO Climate Change Impact Study Phase I report.

## I-3b-H
Table I-3b-H: Higher Demand Policy Scenario Winter Coincident Peak Demand, Historical and Forecast
Reflects Impacts of Energy Saving Programs & Behind-the-Meter Generation
Coincident Winter Peak Demand by Zone - MW
Year | A | B | C | D | E | F | G | H | I | J | K | NYCA
2023-24 | 2128 | 1682 | 2646 | 890 | 1304 | 1896 | 1538 | 488 | 865 | 7520 | 3263 | 24220
2024-25 | 2239 | 1802 | 2757 | 928 | 1345 | 1995 | 1567 | 490 | 877 | 7810 | 3410 | 25220
2025-26 | 2340 | 1966 | 2982 | 998 | 1395 | 2121 | 1606 | 492 | 890 | 8120 | 3580 | 26490
2026-27 | 2450 | 2142 | 3244 | 1059 | 1440 | 2257 | 1696 | 500 | 900 | 8450 | 3782 | 27920
2027-28 | 2566 | 2338 | 3530 | 1150 | 1496 | 2406 | 1773 | 500 | 918 | 8780 | 3983 | 29440
2028-29 | 2731 | 2536 | 3740 | 1222 | 1558 | 2572 | 1888 | 511 | 943 | 9160 | 4219 | 31080
2029-30 | 2882 | 2711 | 3891 | 1277 | 1633 | 2759 | 2013 | 530 | 963 | 9640 | 4491 | 32790
2030-31 | 3041 | 2927 | 4046 | 1291 | 1725 | 2986 | 2160 | 555 | 1013 | 10220 | 4796 | 34760
2031-32 | 3222 | 3147 | 4220 | 1310 | 1833 | 3221 | 2331 | 581 | 1061 | 10890 | 5144 | 36960
2032-33 | 3426 | 3381 | 4418 | 1328 | 1952 | 3476 | 2508 | 610 | 1106 | 11570 | 5515 | 39290
2033-34 | 3642 | 3618 | 4581 | 1339 | 2074 | 3744 | 2704 | 643 | 1174 | 12300 | 5901 | 41720
2034-35 | 3926 | 3924 | 4809 | 1361 | 2231 | 4040 | 2943 | 673 | 1252 | 13190 | 6351 | 44700
2035-36 | 4215 | 4212 | 5032 | 1376 | 2383 | 4341 | 3180 | 706 | 1334 | 14070 | 6781 | 47630
2036-37 | 4465 | 4475 | 5233 | 1395 | 2523 | 4611 | 3404 | 736 | 1411 | 14910 | 7187 | 50350
2037-38 | 4745 | 4746 | 5447 | 1405 | 2685 | 4907 | 3644 | 779 | 1493 | 15780 | 7609 | 53240
2038-39 | 5001 | 5008 | 5655 | 1426 | 2826 | 5176 | 3874 | 809 | 1571 | 16590 | 8004 | 55940
2039-40 | 5236 | 5239 | 5846 | 1434 | 2959 | 5425 | 4082 | 835 | 1637 | 17310 | 8357 | 58360
2040-41 | 5445 | 5445 | 6031 | 1452 | 3068 | 5649 | 4280 | 861 | 1702 | 17990 | 8687 | 60610
2041-42 | 5645 | 5645 | 6185 | 1465 | 3177 | 5856 | 4450 | 884 | 1758 | 18620 | 8985 | 62670
2042-43 | 5780 | 5793 | 6282 | 1466 | 3255 | 6012 | 4589 | 904 | 1807 | 19150 | 9212 | 64250
2043-44 | 5929 | 5942 | 6415 | 1480 | 3350 | 6176 | 4734 | 925 | 1852 | 19660 | 9447 | 65910
2044-45 | 6078 | 6083 | 6526 | 1482 | 3429 | 6329 | 4870 | 950 | 1905 | 20160 | 9668 | 67480
2045-46 | 6203 | 6217 | 6625 | 1484 | 3501 | 6471 | 5002 | 967 | 1941 | 20590 | 9869 | 68870
2046-47 | 6296 | 6315 | 6714 | 1493 | 3555 | 6579 | 5103 | 978 | 1980 | 20950 | 10017 | 69980
2047-48 | 6352 | 6378 | 6750 | 1501 | 3585 | 6660 | 5188 | 988 | 1999 | 21220 | 10119 | 70740
2048-49 | 6407 | 6446 | 6792 | 1499 | 3617 | 6723 | 5269 | 1006 | 2033 | 21520 | 10228 | 71540
2049-50 | 6469 | 6525 | 6855 | 1497 | 3660 | 6800 | 5360 | 1016 | 2055 | 21830 | 10343 | 72410
2050-51 | 6522 | 6576 | 6888 | 1503 | 3679 | 6866 | 5423 | 1022 | 2080 | 22080 | 10431 | 73070
2051-52 | 6542 | 6614 | 6904 | 1500 | 3694 | 6900 | 5473 | 1027 | 2093 | 22240 | 10473 | 73460
2052-53 | 6576 | 6649 | 6931 | 1505 | 3701 | 6936 | 5520 | 1032 | 2112 | 22460 | 10528 | 73950
2053-54 | 6558 | 6659 | 6904 | 1498 | 3698 | 6933 | 5540 | 1045 | 2120 | 22600 | 10535 | 74090
Note: Forecast values reflect expected trended weather conditions.
Note: Expected weather conditions include an increasing temperature trend from the NYISO Climate Change Impact Study Phase I report.

## I-4a-H
Table I-4a-H: Higher Demand Policy Scenario Summer Non-Coincident Peak Demand Forecast
Reflects Impacts of Energy Saving Programs & Behind-the-Meter Generation
Non-Coincident Summer Peak Demand by Zone - MW
Year | A | B | C | D | E | F | G | H | I | J | K
2023 | 2753 | 2024 | 2729 | 703 | 1403 | 2429 | 2186 | 620 | 1428 | 11280 | 5078
2024 | 2775 | 2154 | 2752 | 723 | 1438 | 2413 | 2153 | 615 | 1447 | 11420 | 5047
2025 | 2765 | 2136 | 2880 | 776 | 1420 | 2411 | 2126 | 610 | 1449 | 11440 | 5018
2026 | 2736 | 2128 | 3019 | 830 | 1403 | 2394 | 2102 | 602 | 1447 | 11420 | 5012
2027 | 2729 | 2157 | 3220 | 935 | 1373 | 2400 | 2105 | 599 | 1439 | 11360 | 5012
2028 | 2744 | 2200 | 3408 | 1002 | 1353 | 2395 | 2103 | 593 | 1429 | 11290 | 5029
2029 | 2757 | 2204 | 3447 | 1038 | 1354 | 2408 | 2130 | 594 | 1438 | 11350 | 5071
2030 | 2772 | 2216 | 3490 | 1060 | 1363 | 2428 | 2167 | 599 | 1453 | 11470 | 5120
2031 | 2794 | 2240 | 3564 | 1069 | 1381 | 2450 | 2215 | 610 | 1475 | 11640 | 5186
2032 | 2829 | 2267 | 3617 | 1074 | 1401 | 2478 | 2271 | 622 | 1495 | 11810 | 5257
2033 | 2877 | 2300 | 3676 | 1077 | 1428 | 2516 | 2336 | 635 | 1518 | 11990 | 5345
2034 | 2938 | 2337 | 3730 | 1078 | 1464 | 2566 | 2416 | 645 | 1546 | 12200 | 5449
2035 | 3009 | 2382 | 3792 | 1083 | 1512 | 2628 | 2497 | 659 | 1574 | 12420 | 5564
2036 | 3084 | 2427 | 3870 | 1087 | 1563 | 2693 | 2585 | 670 | 1604 | 12650 | 5680
2037 | 3158 | 2470 | 3944 | 1094 | 1611 | 2765 | 2672 | 685 | 1635 | 12910 | 5790
2038 | 3230 | 2514 | 4008 | 1100 | 1658 | 2834 | 2760 | 697 | 1670 | 13180 | 5903
2039 | 3301 | 2560 | 4076 | 1109 | 1705 | 2903 | 2840 | 714 | 1718 | 13560 | 6013
2040 | 3372 | 2604 | 4146 | 1114 | 1751 | 2969 | 2913 | 725 | 1766 | 13940 | 6121
2041 | 3436 | 2645 | 4208 | 1119 | 1794 | 3031 | 2980 | 735 | 1813 | 14320 | 6221
2042 | 3497 | 2684 | 4271 | 1124 | 1837 | 3092 | 3043 | 744 | 1844 | 14560 | 6315
2043 | 3561 | 2720 | 4327 | 1131 | 1879 | 3151 | 3104 | 757 | 1872 | 14770 | 6399
2044 | 3626 | 2756 | 4392 | 1135 | 1919 | 3212 | 3166 | 767 | 1896 | 14970 | 6482
2045 | 3682 | 2792 | 4445 | 1138 | 1953 | 3269 | 3227 | 776 | 1921 | 15160 | 6557
2046 | 3729 | 2824 | 4490 | 1140 | 1980 | 3313 | 3283 | 784 | 1945 | 15370 | 6629
2047 | 3772 | 2852 | 4532 | 1146 | 2006 | 3355 | 3338 | 792 | 1970 | 15550 | 6692
2048 | 3817 | 2881 | 4575 | 1149 | 2030 | 3397 | 3391 | 800 | 1994 | 15740 | 6758
2049 | 3857 | 2913 | 4606 | 1153 | 2056 | 3439 | 3441 | 804 | 2019 | 15940 | 6821
2050 | 3895 | 2938 | 4651 | 1155 | 2077 | 3478 | 3487 | 812 | 2043 | 16120 | 6880
2051 | 3927 | 2960 | 4674 | 1155 | 2095 | 3509 | 3524 | 818 | 2066 | 16300 | 6934
2052 | 3953 | 2976 | 4701 | 1154 | 2109 | 3534 | 3555 | 826 | 2087 | 16470 | 6980
2053 | 3963 | 2986 | 4716 | 1153 | 2116 | 3544 | 3569 | 830 | 2097 | 16550 | 7003
Note: Forecast values assume no demand response reductions.
Note: Forecast values reflect expected trended weather conditions.
Note: Expected weather conditions include an increasing temperature trend from the NYISO Climate Change Impact Study Phase I report.

## I-4b-H
Table I-4b-H: Higher Demand Policy Scenario Winter Non-Coincident Peak Demand Forecast
Reflects Impacts of Energy Saving Programs & Behind-the-Meter Generation
Non-Coincident Winter Peak Demand by Zone - MW
Year | A | B | C | D | E | F | G | H | I | J | K
2023-24 | 2151 | 1695 | 2651 | 909 | 1327 | 1907 | 1549 | 498 | 875 | 7590 | 3276
2024-25 | 2264 | 1816 | 2763 | 947 | 1369 | 2007 | 1578 | 500 | 887 | 7880 | 3424
2025-26 | 2366 | 1982 | 2988 | 1019 | 1420 | 2134 | 1617 | 502 | 900 | 8190 | 3594
2026-27 | 2477 | 2159 | 3251 | 1081 | 1466 | 2271 | 1708 | 511 | 910 | 8530 | 3797
2027-28 | 2594 | 2357 | 3537 | 1174 | 1523 | 2420 | 1785 | 511 | 928 | 8860 | 3999
2028-29 | 2761 | 2556 | 3748 | 1248 | 1586 | 2587 | 1901 | 522 | 953 | 9240 | 4236
2029-30 | 2914 | 2733 | 3898 | 1304 | 1662 | 2776 | 2027 | 541 | 974 | 9730 | 4509
2030-31 | 3074 | 2950 | 4054 | 1318 | 1756 | 3004 | 2175 | 567 | 1024 | 10310 | 4815
2031-32 | 3257 | 3172 | 4228 | 1338 | 1866 | 3240 | 2347 | 593 | 1073 | 10990 | 5165
2032-33 | 3464 | 3408 | 4427 | 1356 | 1987 | 3497 | 2526 | 623 | 1118 | 11670 | 5537
2033-34 | 3682 | 3647 | 4590 | 1367 | 2111 | 3766 | 2723 | 657 | 1187 | 12410 | 5925
2034-35 | 3969 | 3955 | 4819 | 1390 | 2271 | 4064 | 2964 | 687 | 1266 | 13310 | 6376
2035-36 | 4261 | 4246 | 5042 | 1405 | 2426 | 4367 | 3202 | 721 | 1349 | 14200 | 6808
2036-37 | 4514 | 4511 | 5243 | 1424 | 2568 | 4639 | 3428 | 751 | 1427 | 15040 | 7216
2037-38 | 4797 | 4784 | 5458 | 1435 | 2733 | 4936 | 3670 | 795 | 1509 | 15920 | 7639
2038-39 | 5056 | 5048 | 5666 | 1456 | 2877 | 5207 | 3901 | 826 | 1588 | 16740 | 8036
2039-40 | 5294 | 5281 | 5858 | 1464 | 3012 | 5458 | 4111 | 853 | 1655 | 17470 | 8390
2040-41 | 5505 | 5489 | 6043 | 1482 | 3123 | 5683 | 4310 | 879 | 1721 | 18150 | 8722
2041-42 | 5707 | 5690 | 6197 | 1496 | 3234 | 5891 | 4481 | 903 | 1777 | 18790 | 9021
2042-43 | 5844 | 5839 | 6295 | 1497 | 3314 | 6048 | 4621 | 923 | 1827 | 19320 | 9249
2043-44 | 5994 | 5990 | 6428 | 1511 | 3410 | 6213 | 4767 | 944 | 1872 | 19840 | 9485
2044-45 | 6145 | 6132 | 6539 | 1513 | 3491 | 6367 | 4904 | 970 | 1926 | 20340 | 9707
2045-46 | 6271 | 6267 | 6638 | 1515 | 3564 | 6510 | 5037 | 987 | 1962 | 20780 | 9908
2046-47 | 6365 | 6366 | 6727 | 1524 | 3619 | 6618 | 5139 | 999 | 2002 | 21140 | 10057
2047-48 | 6422 | 6429 | 6764 | 1533 | 3650 | 6700 | 5224 | 1009 | 2021 | 21410 | 10159
2048-49 | 6477 | 6498 | 6806 | 1530 | 3682 | 6763 | 5306 | 1027 | 2055 | 21710 | 10269
2049-50 | 6540 | 6577 | 6869 | 1528 | 3726 | 6841 | 5398 | 1037 | 2078 | 22030 | 10384
2050-51 | 6594 | 6629 | 6902 | 1535 | 3745 | 6907 | 5461 | 1043 | 2103 | 22280 | 10473
2051-52 | 6614 | 6667 | 6918 | 1532 | 3760 | 6941 | 5511 | 1049 | 2116 | 22440 | 10515
2052-53 | 6648 | 6702 | 6945 | 1537 | 3768 | 6978 | 5559 | 1054 | 2135 | 22660 | 10570
2053-54 | 6630 | 6712 | 6918 | 1529 | 3765 | 6975 | 5579 | 1067 | 2143 | 22800 | 10577
Note: Forecast values reflect expected trended weather conditions.
Note: Expected weather conditions include an increasing temperature trend from the NYISO Climate Change Impact Study Phase I report.

## I-5-H
Table I-5-H: Higher Demand Policy Scenario - Forecast of Peak Demand in G-to-J Locality
Reflects Impacts of Energy Saving Programs & Behind-the-Meter Generation
G-to-J Locality Summer Peak Demand by Zone - MW | [5 empty] | G-to-J Locality Winter Peak Demand by Zone - MW
Year | G | H | I | J | G-J | Year | G | H | I | J | G-J
2023 | 2172 | 616 | 1420 | 11207 | 15415 | 2023-24 | 1535 | 486 | 865 | 7565 | 10451
2024 | 2139 | 611 | 1438 | 11349 | 15537 | 2024-25 | 1564 | 488 | 877 | 7857 | 10786
2025 | 2112 | 606 | 1440 | 11369 | 15527 | 2025-26 | 1603 | 490 | 890 | 8169 | 11152
2026 | 2088 | 598 | 1438 | 11349 | 15473 | 2026-27 | 1693 | 498 | 900 | 8501 | 11592
2027 | 2091 | 595 | 1430 | 11288 | 15404 | 2027-28 | 1769 | 498 | 918 | 8833 | 12018
2028 | 2089 | 590 | 1421 | 11217 | 15317 | 2028-29 | 1884 | 509 | 943 | 9215 | 12551
2029 | 2116 | 591 | 1429 | 11278 | 15414 | 2029-30 | 2009 | 528 | 963 | 9698 | 13198
2030 | 2152 | 595 | 1444 | 11400 | 15591 | 2030-31 | 2156 | 553 | 1013 | 10281 | 14003
2031 | 2200 | 606 | 1466 | 11572 | 15844 | 2031-32 | 2326 | 579 | 1061 | 10955 | 14921
2032 | 2256 | 618 | 1485 | 11734 | 16093 | 2032-33 | 2503 | 608 | 1106 | 11639 | 15856
2033 | 2320 | 631 | 1509 | 11916 | 16376 | 2033-34 | 2699 | 640 | 1174 | 12374 | 16887
2034 | 2399 | 641 | 1536 | 12129 | 16705 | 2034-35 | 2937 | 670 | 1252 | 13269 | 18128
2035 | 2481 | 655 | 1565 | 12342 | 17043 | 2035-36 | 3174 | 703 | 1334 | 14154 | 19365
2036 | 2568 | 666 | 1594 | 12575 | 17403 | 2036-37 | 3397 | 733 | 1411 | 14999 | 20540
2037 | 2654 | 681 | 1625 | 12828 | 17788 | 2037-38 | 3637 | 776 | 1493 | 15875 | 21781
2038 | 2742 | 693 | 1660 | 13102 | 18197 | 2038-39 | 3866 | 806 | 1571 | 16690 | 22933
2039 | 2821 | 709 | 1707 | 13477 | 18714 | 2039-40 | 4074 | 832 | 1637 | 17414 | 23957
2040 | 2894 | 720 | 1755 | 13852 | 19221 | 2040-41 | 4271 | 858 | 1702 | 18098 | 24929
2041 | 2960 | 731 | 1802 | 14227 | 19720 | 2041-42 | 4441 | 880 | 1758 | 18732 | 25811
2042 | 3023 | 740 | 1833 | 14470 | 20066 | 2042-43 | 4580 | 900 | 1807 | 19265 | 26552
2043 | 3083 | 752 | 1860 | 14683 | 20378 | 2043-44 | 4725 | 921 | 1852 | 19778 | 27276
2044 | 3145 | 762 | 1885 | 14875 | 20667 | 2044-45 | 4860 | 946 | 1905 | 20281 | 27992
2045 | 3205 | 771 | 1909 | 15068 | 20953 | 2045-46 | 4992 | 963 | 1941 | 20714 | 28610
2046 | 3261 | 779 | 1933 | 15270 | 21243 | 2046-47 | 5093 | 974 | 1980 | 21076 | 29123
2047 | 3316 | 787 | 1958 | 15453 | 21514 | 2047-48 | 5178 | 984 | 1999 | 21347 | 29508
2048 | 3368 | 795 | 1982 | 15645 | 21790 | 2048-49 | 5258 | 1002 | 2033 | 21649 | 29942
2049 | 3418 | 799 | 2006 | 15838 | 22061 | 2049-50 | 5349 | 1012 | 2055 | 21961 | 30377
2050 | 3463 | 807 | 2031 | 16020 | 22321 | 2050-51 | 5412 | 1018 | 2080 | 22212 | 30722
2051 | 3501 | 813 | 2053 | 16203 | 22570 | 2051-52 | 5462 | 1023 | 2093 | 22373 | 30951
2052 | 3531 | 821 | 2074 | 16365 | 22791 | 2052-53 | 5509 | 1028 | 2112 | 22595 | 31244
2053 | 3546 | 825 | 2084 | 16446 | 22901 | 2053-54 | 5529 | 1041 | 2120 | 22736 | 31426
Note: Forecast values assume no demand response reductions.
Note: Forecastvalues reflect expected trended weather conditions.
Note: Expected weather conditions include an increasing temperature trend from the NYISO Climate Change Impact Study Phase I report.

## I-8a-H
Table I-8a-H: Energy Efficiency and Codes & Standards Energy Impacts - Higher Demand Policy Scenario
Reflects Cumulative Impacts
Forecast of Cumulative Reductions in Annual Energy by Zone Relative to 2022 - GWh
Year | A | B | C | D | E | F | G | H | I | J | K | NYCA
2023 | 350 | 260 | 370 | 40 | 190 | 280 | 240 | 70 | 150 | 1160 | 420 | 3530
2024 | 720 | 520 | 760 | 80 | 380 | 580 | 500 | 150 | 300 | 2400 | 860 | 7250
2025 | 1120 | 810 | 1190 | 120 | 590 | 890 | 770 | 220 | 460 | 3730 | 1340 | 11240
2026 | 1520 | 1090 | 1600 | 160 | 800 | 1210 | 1040 | 300 | 620 | 5040 | 1810 | 15190
2027 | 1900 | 1370 | 2010 | 200 | 1000 | 1510 | 1300 | 380 | 770 | 6320 | 2260 | 19020
2028 | 2270 | 1630 | 2400 | 240 | 1190 | 1800 | 1550 | 450 | 920 | 7540 | 2700 | 22690
2029 | 2600 | 1870 | 2750 | 280 | 1370 | 2070 | 1780 | 520 | 1060 | 8650 | 3100 | 26050
2030 | 2890 | 2080 | 3050 | 310 | 1520 | 2290 | 1980 | 570 | 1170 | 9600 | 3440 | 28900
2031 | 3150 | 2270 | 3330 | 340 | 1660 | 2500 | 2150 | 620 | 1280 | 10470 | 3750 | 31520
2032 | 3400 | 2440 | 3590 | 360 | 1790 | 2700 | 2320 | 670 | 1380 | 11300 | 4050 | 34000
2033 | 3620 | 2610 | 3830 | 390 | 1910 | 2880 | 2480 | 720 | 1470 | 12050 | 4310 | 36270
2034 | 3830 | 2760 | 4060 | 410 | 2020 | 3040 | 2620 | 760 | 1560 | 12750 | 4570 | 38380
2035 | 4030 | 2900 | 4260 | 430 | 2120 | 3200 | 2760 | 800 | 1640 | 13410 | 4870 | 40420
2036 | 4210 | 3030 | 4450 | 450 | 2220 | 3340 | 2880 | 830 | 1710 | 14010 | 5170 | 42300
2037 | 4370 | 3150 | 4630 | 470 | 2300 | 3470 | 2990 | 860 | 1770 | 14550 | 5430 | 43990
2038 | 4520 | 3260 | 4790 | 480 | 2380 | 3600 | 3100 | 890 | 1840 | 15070 | 5690 | 45620
2039 | 4680 | 3370 | 4950 | 500 | 2460 | 3720 | 3200 | 920 | 1900 | 15570 | 5940 | 47210
2040 | 4830 | 3480 | 5120 | 510 | 2550 | 3840 | 3330 | 950 | 1960 | 16100 | 6220 | 48890
2041 | 4990 | 3590 | 5280 | 530 | 2630 | 3970 | 3500 | 990 | 2030 | 16620 | 6500 | 50630
2042 | 5140 | 3700 | 5440 | 550 | 2710 | 4080 | 3680 | 1010 | 2090 | 17110 | 6770 | 52280
2043 | 5270 | 3790 | 5580 | 560 | 2770 | 4190 | 3750 | 1040 | 2140 | 17540 | 7030 | 53660
2044 | 5390 | 3880 | 5710 | 570 | 2840 | 4290 | 3810 | 1060 | 2190 | 17960 | 7290 | 54990
2045 | 5510 | 3970 | 5830 | 590 | 2900 | 4380 | 3870 | 1090 | 2240 | 18350 | 7560 | 56290
2046 | 5630 | 4050 | 5960 | 600 | 2960 | 4470 | 3920 | 1110 | 2280 | 18730 | 7810 | 57520
2047 | 5750 | 4130 | 6080 | 610 | 3020 | 4570 | 3990 | 1130 | 2330 | 19130 | 8090 | 58830
2048 | 5870 | 4220 | 6210 | 620 | 3090 | 4660 | 4040 | 1160 | 2380 | 19530 | 8360 | 60140
2049 | 5980 | 4300 | 6330 | 640 | 3150 | 4750 | 4100 | 1180 | 2430 | 19910 | 8640 | 61410
2050 | 6090 | 4380 | 6440 | 650 | 3200 | 4840 | 4170 | 1200 | 2470 | 20270 | 8920 | 62630
2051 | 6200 | 4460 | 6560 | 660 | 3260 | 4930 | 4240 | 1220 | 2520 | 20650 | 9200 | 63900
2052 | 6310 | 4540 | 6680 | 670 | 3320 | 5010 | 4320 | 1250 | 2560 | 21010 | 9480 | 65150
2053 | 6420 | 4620 | 6790 | 680 | 3380 | 5100 | 4390 | 1270 | 2600 | 21360 | 9760 | 66370

## I-8b-H
Table I-8b-H: Energy Efficiency and Codes & Standards Summer Peak Impacts - Higher Demand Policy Scenario
Reflects Cumulative Impacts
Reductions in Summer Coincident Peak Demand by Zone Relative to 2022 - MW
Year | A | B | C | D | E | F | G | H | I | J | K | NYCA
2023 | 60 | 50 | 70 | 10 | 40 | 50 | 40 | 20 | 30 | 180 | 100 | 650
2024 | 120 | 100 | 140 | 20 | 70 | 100 | 90 | 30 | 50 | 360 | 190 | 1270
2025 | 190 | 160 | 220 | 30 | 110 | 140 | 130 | 50 | 80 | 600 | 300 | 2010
2026 | 260 | 210 | 290 | 40 | 140 | 200 | 180 | 60 | 110 | 860 | 400 | 2750
2027 | 320 | 270 | 370 | 40 | 180 | 240 | 220 | 80 | 150 | 1170 | 500 | 3540
2028 | 380 | 320 | 440 | 50 | 210 | 290 | 270 | 90 | 180 | 1460 | 600 | 4290
2029 | 440 | 370 | 500 | 60 | 240 | 330 | 310 | 110 | 220 | 1730 | 690 | 5000
2030 | 490 | 410 | 560 | 70 | 270 | 370 | 340 | 120 | 240 | 1930 | 760 | 5560
2031 | 530 | 450 | 610 | 70 | 290 | 400 | 370 | 130 | 260 | 2120 | 840 | 6070
2032 | 580 | 480 | 660 | 70 | 310 | 440 | 410 | 140 | 290 | 2310 | 900 | 6590
2033 | 610 | 520 | 700 | 80 | 340 | 470 | 430 | 150 | 310 | 2470 | 970 | 7050
2034 | 650 | 550 | 740 | 80 | 360 | 490 | 460 | 160 | 320 | 2610 | 1030 | 7450
2035 | 680 | 570 | 780 | 90 | 370 | 520 | 480 | 170 | 340 | 2750 | 1090 | 7840
2036 | 710 | 600 | 820 | 90 | 390 | 540 | 510 | 170 | 360 | 2870 | 1160 | 8220
2037 | 740 | 630 | 850 | 100 | 410 | 560 | 520 | 180 | 370 | 2990 | 1220 | 8570
2038 | 770 | 650 | 880 | 100 | 420 | 580 | 540 | 180 | 380 | 3090 | 1280 | 8870
2039 | 790 | 670 | 910 | 100 | 430 | 600 | 560 | 190 | 390 | 3200 | 1340 | 9180
2040 | 820 | 690 | 940 | 100 | 450 | 620 | 590 | 190 | 400 | 3280 | 1400 | 9480
2041 | 840 | 710 | 960 | 110 | 460 | 640 | 620 | 200 | 420 | 3370 | 1460 | 9790
2042 | 870 | 730 | 990 | 110 | 470 | 660 | 650 | 210 | 420 | 3440 | 1520 | 10070
2043 | 890 | 750 | 1010 | 110 | 480 | 680 | 660 | 210 | 430 | 3510 | 1580 | 10310
2044 | 900 | 770 | 1030 | 110 | 490 | 690 | 670 | 210 | 440 | 3570 | 1630 | 10510
2045 | 920 | 780 | 1050 | 120 | 500 | 700 | 680 | 220 | 450 | 3630 | 1680 | 10730
2046 | 940 | 790 | 1070 | 120 | 510 | 710 | 680 | 220 | 450 | 3680 | 1730 | 10900
2047 | 950 | 810 | 1090 | 120 | 520 | 730 | 690 | 220 | 460 | 3730 | 1780 | 11100
2048 | 970 | 820 | 1110 | 120 | 530 | 740 | 700 | 230 | 460 | 3780 | 1840 | 11300
2049 | 980 | 830 | 1120 | 120 | 540 | 750 | 710 | 230 | 470 | 3830 | 1890 | 11470
2050 | 1000 | 840 | 1140 | 120 | 540 | 760 | 720 | 240 | 480 | 3870 | 1940 | 11650
2051 | 1010 | 860 | 1150 | 120 | 550 | 770 | 730 | 240 | 480 | 3920 | 1990 | 11820
2052 | 1020 | 870 | 1170 | 130 | 560 | 780 | 740 | 240 | 490 | 3950 | 2030 | 11980
2053 | 1040 | 880 | 1180 | 130 | 560 | 790 | 750 | 240 | 490 | 3990 | 2080 | 12130

## I-8c-H
Table I-8c-H: Energy Efficiency and Codes & Standards Winter Peak Impacts - Higher Demand Policy Scenario
Reflects Cumulative Impacts
Reductions in Winter Coincident Peak Demand by Zone Relative to 2022-23 - MW
Year | A | B | C | D | E | F | G | H | I | J | K | NYCA
2023-24 | 50 | 50 | 60 | 10 | 30 | 40 | 40 | 20 | 30 | 170 | 70 | 570
2024-25 | 110 | 90 | 120 | 20 | 60 | 80 | 70 | 30 | 50 | 360 | 130 | 1120
2025-26 | 160 | 140 | 190 | 20 | 90 | 120 | 100 | 40 | 70 | 550 | 200 | 1680
2026-27 | 220 | 180 | 250 | 30 | 120 | 170 | 130 | 50 | 100 | 750 | 270 | 2270
2027-28 | 280 | 230 | 320 | 40 | 150 | 210 | 170 | 70 | 120 | 940 | 340 | 2870
2028-29 | 330 | 270 | 380 | 40 | 180 | 250 | 200 | 80 | 140 | 1140 | 410 | 3420
2029-30 | 380 | 310 | 440 | 50 | 210 | 290 | 230 | 90 | 170 | 1320 | 470 | 3960
2030-31 | 430 | 340 | 490 | 60 | 240 | 320 | 260 | 100 | 180 | 1480 | 530 | 4430
2031-32 | 470 | 380 | 550 | 60 | 260 | 360 | 280 | 110 | 200 | 1640 | 580 | 4890
2032-33 | 510 | 410 | 590 | 60 | 280 | 390 | 310 | 120 | 230 | 1810 | 630 | 5340
2033-34 | 550 | 440 | 640 | 70 | 300 | 420 | 330 | 130 | 240 | 1970 | 680 | 5770
2034-35 | 590 | 460 | 680 | 70 | 320 | 450 | 350 | 140 | 260 | 2120 | 720 | 6160
2035-36 | 630 | 490 | 730 | 80 | 350 | 480 | 380 | 150 | 280 | 2280 | 780 | 6630
2036-37 | 670 | 520 | 770 | 80 | 370 | 510 | 400 | 160 | 300 | 2430 | 840 | 7050
2037-38 | 700 | 550 | 810 | 90 | 380 | 530 | 420 | 160 | 320 | 2590 | 890 | 7440
2038-39 | 740 | 570 | 850 | 90 | 400 | 560 | 440 | 170 | 340 | 2750 | 950 | 7860
2039-40 | 780 | 600 | 890 | 100 | 420 | 590 | 460 | 180 | 360 | 2920 | 1010 | 8310
2040-41 | 820 | 630 | 930 | 100 | 450 | 620 | 480 | 190 | 380 | 3080 | 1070 | 8750
2041-42 | 850 | 650 | 970 | 100 | 470 | 650 | 510 | 200 | 400 | 3240 | 1130 | 9170
2042-43 | 890 | 680 | 1010 | 110 | 490 | 680 | 540 | 210 | 420 | 3400 | 1200 | 9630
2043-44 | 930 | 710 | 1050 | 110 | 500 | 710 | 560 | 220 | 440 | 3550 | 1260 | 10040
2044-45 | 960 | 740 | 1090 | 120 | 520 | 740 | 580 | 220 | 450 | 3680 | 1320 | 10420
2045-46 | 1000 | 760 | 1130 | 130 | 540 | 770 | 600 | 230 | 470 | 3810 | 1380 | 10820
2046-47 | 1040 | 790 | 1170 | 130 | 560 | 800 | 620 | 240 | 480 | 3930 | 1440 | 11200
2047-48 | 1090 | 830 | 1220 | 130 | 590 | 830 | 640 | 250 | 500 | 4060 | 1510 | 11650
2048-49 | 1130 | 860 | 1270 | 140 | 610 | 870 | 660 | 250 | 510 | 4180 | 1570 | 12050
2049-50 | 1180 | 890 | 1310 | 150 | 630 | 910 | 680 | 260 | 530 | 4290 | 1640 | 12470
2050-51 | 1220 | 930 | 1360 | 150 | 660 | 940 | 710 | 270 | 540 | 4380 | 1700 | 12860
2051-52 | 1270 | 960 | 1410 | 160 | 680 | 980 | 730 | 280 | 550 | 4480 | 1760 | 13260
2052-53 | 1310 | 1000 | 1450 | 160 | 710 | 1020 | 760 | 290 | 560 | 4560 | 1820 | 13640
2053-54 | 1360 | 1030 | 1500 | 170 | 730 | 1060 | 790 | 290 | 570 | 4640 | 1880 | 14020

## I-9a-H
Table I-9a-H: Solar PV Nameplate Capacity, Behind-the-Meter - Higher Demand Policy Scenario
Reflects Total Cumulative Nameplate Capacity
Nameplate Capacity by Zone - MW DC
Year | A | B | C | D | E | F | G | H | I | J | K | NYCA
2023 | 329 | 474 | 846 | 56 | 562 | 701 | 667 | 102 | 115 | 465 | 917 | 5234
2024 | 476 | 607 | 1082 | 95 | 720 | 850 | 729 | 106 | 120 | 476 | 925 | 6186
2025 | 677 | 635 | 1294 | 116 | 905 | 992 | 777 | 117 | 134 | 499 | 951 | 7097
2026 | 725 | 728 | 1431 | 127 | 1002 | 1079 | 892 | 132 | 152 | 574 | 1077 | 7919
2027 | 765 | 808 | 1548 | 137 | 1086 | 1154 | 991 | 145 | 167 | 639 | 1185 | 8625
2028 | 799 | 874 | 1645 | 145 | 1155 | 1216 | 1073 | 155 | 180 | 692 | 1274 | 9208
2029 | 825 | 926 | 1723 | 151 | 1210 | 1265 | 1138 | 163 | 190 | 734 | 1345 | 9670
2030 | 846 | 967 | 1783 | 156 | 1253 | 1303 | 1189 | 170 | 198 | 767 | 1400 | 10032
2031 | 864 | 1002 | 1834 | 160 | 1289 | 1338 | 1239 | 176 | 206 | 799 | 1453 | 10360
2032 | 880 | 1031 | 1879 | 164 | 1321 | 1370 | 1288 | 182 | 213 | 829 | 1503 | 10660
2033 | 894 | 1056 | 1917 | 167 | 1348 | 1399 | 1337 | 188 | 220 | 858 | 1552 | 10936
2034 | 906 | 1077 | 1949 | 170 | 1370 | 1426 | 1385 | 194 | 226 | 885 | 1599 | 11187
2035 | 917 | 1095 | 1976 | 172 | 1390 | 1451 | 1431 | 200 | 233 | 912 | 1643 | 11420
2036 | 926 | 1109 | 1999 | 175 | 1406 | 1474 | 1476 | 205 | 238 | 936 | 1685 | 11629
2037 | 934 | 1121 | 2019 | 176 | 1419 | 1495 | 1519 | 211 | 244 | 960 | 1726 | 11824
2038 | 941 | 1130 | 2034 | 178 | 1430 | 1514 | 1561 | 216 | 249 | 982 | 1764 | 11999
2039 | 947 | 1137 | 2047 | 180 | 1439 | 1531 | 1602 | 221 | 254 | 1003 | 1800 | 12161
2040 | 952 | 1143 | 2058 | 181 | 1446 | 1547 | 1640 | 225 | 259 | 1023 | 1834 | 12308
2041 | 957 | 1147 | 2066 | 183 | 1451 | 1562 | 1677 | 230 | 263 | 1042 | 1867 | 12445
2042 | 961 | 1150 | 2072 | 184 | 1455 | 1575 | 1712 | 234 | 267 | 1060 | 1897 | 12567
2043 | 964 | 1152 | 2077 | 185 | 1458 | 1588 | 1746 | 238 | 271 | 1077 | 1926 | 12682
2044 | 967 | 1154 | 2080 | 186 | 1460 | 1599 | 1777 | 242 | 275 | 1092 | 1953 | 12785
2045 | 969 | 1156 | 2082 | 187 | 1462 | 1609 | 1807 | 246 | 278 | 1107 | 1978 | 12881
2046 | 970 | 1157 | 2084 | 188 | 1464 | 1618 | 1835 | 249 | 281 | 1120 | 2001 | 12967
2047 | 972 | 1159 | 2085 | 188 | 1465 | 1626 | 1860 | 252 | 284 | 1132 | 2022 | 13045
2048 | 973 | 1160 | 2087 | 189 | 1466 | 1633 | 1884 | 255 | 287 | 1143 | 2042 | 13119
2049 | 974 | 1161 | 2088 | 190 | 1468 | 1640 | 1905 | 258 | 289 | 1153 | 2060 | 13186
2050 | 975 | 1162 | 2089 | 190 | 1469 | 1646 | 1925 | 260 | 291 | 1163 | 2076 | 13246
2051 | 976 | 1163 | 2090 | 191 | 1470 | 1651 | 1944 | 262 | 293 | 1171 | 2091 | 13302
2052 | 977 | 1164 | 2091 | 191 | 1470 | 1656 | 1961 | 264 | 295 | 1179 | 2105 | 13353
2053 | 978 | 1165 | 2091 | 192 | 1471 | 1660 | 1977 | 266 | 297 | 1186 | 2117 | 13400
Note: Nameplate values reflect aggregate MW DC rating of installed panels.

## I-9b-H
Table I-9b-H: Solar PV Annual Energy Reductions, Behind-the-Meter - Higher Demand Policy Scenario
Reflects Total Cumulative Impacts
Reductions in Annual Energy by Zone - GWh
Year | A | B | C | D | E | F | G | H | I | J | K | NYCA
2023 | 303 | 500 | 751 | 57 | 534 | 681 | 714 | 106 | 127 | 504 | 1052 | 5329
2024 | 453 | 637 | 1057 | 86 | 726 | 874 | 816 | 118 | 134 | 537 | 1091 | 6529
2025 | 661 | 749 | 1347 | 128 | 943 | 1060 | 891 | 127 | 146 | 556 | 1111 | 7719
2026 | 825 | 830 | 1582 | 150 | 1128 | 1209 | 991 | 142 | 164 | 613 | 1200 | 8834
2027 | 887 | 946 | 1758 | 166 | 1251 | 1318 | 1125 | 159 | 184 | 694 | 1339 | 9827
2028 | 935 | 1044 | 1905 | 178 | 1351 | 1407 | 1239 | 173 | 201 | 762 | 1459 | 10654
2029 | 975 | 1123 | 2025 | 190 | 1435 | 1484 | 1332 | 182 | 216 | 817 | 1558 | 11337
2030 | 1009 | 1186 | 2118 | 196 | 1502 | 1543 | 1406 | 192 | 226 | 863 | 1638 | 11879
2031 | 1036 | 1236 | 2195 | 204 | 1553 | 1592 | 1470 | 200 | 236 | 901 | 1702 | 12325
2032 | 1060 | 1280 | 2262 | 207 | 1599 | 1635 | 1532 | 206 | 244 | 937 | 1765 | 12727
2033 | 1080 | 1319 | 2320 | 213 | 1640 | 1677 | 1592 | 214 | 254 | 971 | 1826 | 13106
2034 | 1100 | 1352 | 2371 | 220 | 1674 | 1715 | 1655 | 223 | 261 | 1004 | 1883 | 13458
2035 | 1115 | 1378 | 2416 | 223 | 1705 | 1751 | 1714 | 228 | 269 | 1037 | 1939 | 13775
2036 | 1130 | 1401 | 2454 | 227 | 1731 | 1784 | 1774 | 235 | 274 | 1066 | 1992 | 14068
2037 | 1143 | 1419 | 2487 | 230 | 1753 | 1813 | 1830 | 241 | 283 | 1094 | 2043 | 14336
2038 | 1155 | 1435 | 2516 | 232 | 1771 | 1842 | 1885 | 246 | 290 | 1120 | 2090 | 14582
2039 | 1165 | 1448 | 2541 | 236 | 1785 | 1869 | 1937 | 255 | 295 | 1147 | 2138 | 14816
2040 | 1175 | 1459 | 2563 | 237 | 1801 | 1892 | 1989 | 259 | 300 | 1168 | 2180 | 15023
2041 | 1184 | 1467 | 2581 | 239 | 1810 | 1916 | 2037 | 264 | 307 | 1193 | 2220 | 15218
2042 | 1190 | 1474 | 2595 | 242 | 1821 | 1938 | 2083 | 270 | 311 | 1215 | 2260 | 15399
2043 | 1197 | 1481 | 2607 | 246 | 1825 | 1957 | 2126 | 273 | 317 | 1235 | 2296 | 15560
2044 | 1201 | 1485 | 2619 | 246 | 1831 | 1972 | 2169 | 281 | 320 | 1254 | 2329 | 15707
2045 | 1205 | 1488 | 2627 | 247 | 1838 | 1989 | 2207 | 283 | 324 | 1271 | 2362 | 15841
2046 | 1210 | 1492 | 2635 | 249 | 1842 | 2003 | 2246 | 287 | 329 | 1288 | 2393 | 15974
2047 | 1212 | 1496 | 2639 | 252 | 1847 | 2017 | 2280 | 290 | 332 | 1303 | 2421 | 16089
2048 | 1216 | 1500 | 2647 | 253 | 1849 | 2028 | 2312 | 297 | 335 | 1319 | 2445 | 16201
2049 | 1219 | 1503 | 2651 | 253 | 1853 | 2039 | 2342 | 298 | 338 | 1329 | 2465 | 16290
2050 | 1221 | 1505 | 2657 | 255 | 1856 | 2048 | 2369 | 301 | 341 | 1343 | 2488 | 16384
2051 | 1226 | 1509 | 2664 | 255 | 1860 | 2059 | 2394 | 305 | 344 | 1353 | 2508 | 16477
2052 | 1228 | 1513 | 2665 | 255 | 1861 | 2067 | 2418 | 306 | 347 | 1362 | 2525 | 16547
2053 | 1228 | 1514 | 2673 | 256 | 1865 | 2074 | 2440 | 309 | 348 | 1372 | 2541 | 16620

## I-9c-H
Table I-9c-H: Solar PV Peak Reductions, Behind-the-Meter - Higher Demand Policy Scenario
Reflects Total Cumulative Impacts
Reductions in Summer Coincident Peak Demand by Zone - MW AC
Year | A | B | C | D | E | F | G | H | I | J | K | NYCA
2023 | 118 | 130 | 186 | 14 | 127 | 134 | 114 | 20 | 22 | 86 | 162 | 1113
2024 | 122 | 134 | 191 | 14 | 130 | 135 | 115 | 20 | 22 | 87 | 163 | 1133
2025 | 129 | 140 | 200 | 15 | 136 | 136 | 117 | 20 | 23 | 88 | 161 | 1165
2026 | 136 | 145 | 208 | 15 | 141 | 137 | 117 | 20 | 23 | 89 | 159 | 1190
2027 | 142 | 149 | 214 | 16 | 144 | 134 | 116 | 20 | 23 | 89 | 155 | 1202
2028 | 146 | 152 | 217 | 16 | 146 | 130 | 114 | 19 | 22 | 88 | 151 | 1201
2029 | 145 | 152 | 216 | 16 | 145 | 125 | 112 | 19 | 22 | 86 | 147 | 1185
2030 | 141 | 151 | 212 | 15 | 142 | 120 | 110 | 19 | 22 | 85 | 143 | 1160
2031 | 135 | 148 | 205 | 15 | 137 | 116 | 109 | 18 | 21 | 84 | 139 | 1127
2032 | 129 | 143 | 198 | 14 | 132 | 112 | 106 | 18 | 21 | 82 | 135 | 1090
2033 | 123 | 138 | 189 | 14 | 126 | 107 | 103 | 17 | 20 | 79 | 131 | 1047
2034 | 116 | 132 | 180 | 13 | 120 | 101 | 100 | 17 | 19 | 76 | 125 | 999
2035 | 109 | 125 | 170 | 12 | 113 | 96 | 96 | 16 | 18 | 73 | 119 | 947
2036 | 102 | 117 | 161 | 12 | 107 | 90 | 91 | 15 | 17 | 68 | 112 | 892
2037 | 96 | 109 | 153 | 11 | 102 | 84 | 85 | 14 | 16 | 64 | 103 | 837
2038 | 90 | 102 | 146 | 11 | 97 | 77 | 79 | 13 | 15 | 59 | 94 | 783
2039 | 83 | 94 | 139 | 10 | 91 | 71 | 72 | 12 | 13 | 53 | 85 | 723
2040 | 77 | 86 | 131 | 9 | 85 | 65 | 66 | 11 | 12 | 48 | 75 | 665
2041 | 71 | 78 | 122 | 9 | 80 | 59 | 60 | 10 | 11 | 43 | 67 | 610
2042 | 65 | 71 | 114 | 8 | 74 | 53 | 54 | 9 | 10 | 39 | 59 | 556
2043 | 59 | 64 | 105 | 8 | 68 | 48 | 49 | 8 | 9 | 35 | 53 | 506
2044 | 54 | 58 | 96 | 7 | 62 | 44 | 45 | 7 | 8 | 31 | 47 | 459
2045 | 49 | 53 | 87 | 6 | 56 | 40 | 41 | 7 | 7 | 29 | 43 | 418
2046 | 44 | 48 | 79 | 6 | 51 | 36 | 38 | 6 | 7 | 26 | 39 | 380
2047 | 41 | 44 | 73 | 5 | 47 | 33 | 35 | 6 | 6 | 25 | 37 | 352
2048 | 38 | 41 | 68 | 5 | 43 | 31 | 33 | 5 | 6 | 23 | 35 | 328
2049 | 36 | 39 | 64 | 5 | 41 | 30 | 32 | 5 | 6 | 22 | 33 | 313
2050 | 35 | 38 | 62 | 5 | 40 | 29 | 32 | 5 | 6 | 22 | 32 | 306
2051 | 35 | 37 | 61 | 5 | 40 | 29 | 31 | 5 | 6 | 21 | 32 | 302
2052 | 34 | 37 | 61 | 4 | 39 | 28 | 31 | 5 | 5 | 21 | 32 | 297
2053 | 33 | 37 | 61 | 4 | 38 | 27 | 31 | 5 | 5 | 21 | 32 | 294
Note: The actual impact of solar PV varies considerably by hour of day. The hour of the NYCA coincident peak varies annually. Currently, the NYCA summer peak typically occurs in late afternoon. The NYCA summer peak will likely shift into the evening as additional BTM PV is added to the system, and as electric vehicle charging impacts increase during the evening hours.
Note: The winter coincident peak behind-the-meter solar PV impact is zero because the system typically peaks after sunset.

## I-9d-H
Table I-9d-H: Maximum Solar PV Generation, Behind-the-Meter - Higher Demand Policy Scenario
Reflects Total Cumulative Impacts
Maximum Hourly NYCA BTM Solar PV Generation - MW AC
Year | A | B | C | D | E | F | G | H | I | J | K | NYCA
2023 | 192 | 287 | 483 | 42 | 318 | 396 | 447 | 63 | 85 | 315 | 630 | 3258
2024 | 278 | 348 | 651 | 59 | 419 | 500 | 507 | 73 | 91 | 337 | 652 | 3915
2025 | 398 | 413 | 810 | 88 | 532 | 596 | 549 | 78 | 97 | 347 | 661 | 4569
2026 | 509 | 446 | 941 | 103 | 637 | 677 | 599 | 86 | 109 | 376 | 703 | 5186
2027 | 542 | 505 | 1032 | 113 | 700 | 732 | 680 | 96 | 122 | 427 | 788 | 5737
2028 | 570 | 556 | 1110 | 120 | 754 | 778 | 748 | 104 | 134 | 471 | 860 | 6205
2029 | 593 | 597 | 1174 | 126 | 798 | 816 | 804 | 111 | 143 | 507 | 918 | 6587
2030 | 611 | 629 | 1224 | 131 | 833 | 846 | 848 | 117 | 150 | 535 | 965 | 6889
2031 | 625 | 655 | 1264 | 135 | 860 | 870 | 885 | 121 | 156 | 559 | 1003 | 7133
2032 | 638 | 677 | 1299 | 139 | 884 | 893 | 922 | 125 | 162 | 581 | 1040 | 7360
2033 | 649 | 696 | 1328 | 142 | 904 | 913 | 958 | 130 | 168 | 602 | 1076 | 7566
2034 | 659 | 712 | 1354 | 145 | 922 | 932 | 993 | 134 | 173 | 623 | 1110 | 7757
2035 | 668 | 725 | 1375 | 147 | 936 | 949 | 1027 | 138 | 178 | 642 | 1142 | 7927
2036 | 675 | 736 | 1393 | 149 | 949 | 965 | 1061 | 142 | 183 | 661 | 1173 | 8087
2037 | 682 | 745 | 1408 | 151 | 959 | 979 | 1093 | 146 | 187 | 678 | 1203 | 8231
2038 | 687 | 752 | 1421 | 152 | 967 | 993 | 1125 | 150 | 191 | 695 | 1231 | 8364
2039 | 692 | 758 | 1431 | 154 | 974 | 1005 | 1155 | 153 | 195 | 711 | 1257 | 8485
2040 | 696 | 762 | 1440 | 155 | 980 | 1016 | 1184 | 157 | 199 | 726 | 1282 | 8597
2041 | 700 | 766 | 1447 | 156 | 984 | 1026 | 1212 | 160 | 203 | 740 | 1306 | 8700
2042 | 703 | 768 | 1452 | 158 | 988 | 1036 | 1238 | 163 | 206 | 753 | 1329 | 8794
2043 | 706 | 770 | 1456 | 159 | 990 | 1044 | 1264 | 166 | 209 | 765 | 1350 | 8879
2044 | 708 | 771 | 1459 | 160 | 992 | 1052 | 1288 | 169 | 212 | 777 | 1370 | 8958
2045 | 710 | 773 | 1461 | 160 | 993 | 1059 | 1310 | 171 | 215 | 788 | 1389 | 9029
2046 | 711 | 774 | 1462 | 161 | 994 | 1065 | 1331 | 174 | 217 | 798 | 1406 | 9093
2047 | 712 | 775 | 1463 | 162 | 996 | 1071 | 1351 | 176 | 220 | 807 | 1422 | 9155
2048 | 713 | 776 | 1464 | 162 | 997 | 1076 | 1369 | 178 | 222 | 816 | 1436 | 9209
2049 | 714 | 777 | 1465 | 163 | 997 | 1081 | 1386 | 180 | 224 | 824 | 1449 | 9260
2050 | 715 | 777 | 1466 | 163 | 998 | 1085 | 1401 | 182 | 225 | 831 | 1462 | 9305
2051 | 716 | 778 | 1467 | 164 | 999 | 1089 | 1415 | 184 | 227 | 837 | 1473 | 9349
2052 | 716 | 779 | 1467 | 164 | 999 | 1092 | 1428 | 185 | 228 | 843 | 1483 | 9384
2053 | 717 | 779 | 1468 | 165 | 1000 | 1095 | 1441 | 187 | 230 | 849 | 1493 | 9424
Note: These values represent the hour with maximum BTM solar generation across the NYCA.

## I-10a-H
Table I-10a-H: Non-Solar Distributed Generation Nameplate Capacity, Behind-the-Meter - Higher Demand Policy Scenario
Reflects Total Cumulative Namplate Capacity
Namplate Capacity by Zone - MW
Year | A | B | C | D | E | F | G | H | I | J | K | NYCA
2023 | 19 | 8 | 53 | 7 | 50 | 42 | 9 | 2 | 10 | 178 | 43 | 421
2024 | 20 | 8 | 56 | 8 | 59 | 44 | 10 | 2 | 11 | 185 | 51 | 454
2025 | 21 | 9 | 59 | 8 | 59 | 45 | 10 | 2 | 11 | 191 | 51 | 466
2026 | 22 | 9 | 61 | 8 | 60 | 46 | 10 | 2 | 12 | 197 | 52 | 479
2027 | 23 | 9 | 64 | 9 | 60 | 47 | 11 | 2 | 12 | 203 | 52 | 492
2028 | 23 | 10 | 66 | 9 | 61 | 48 | 11 | 2 | 13 | 208 | 53 | 504
2029 | 24 | 10 | 68 | 9 | 61 | 49 | 11 | 2 | 13 | 214 | 53 | 514
2030 | 24 | 10 | 69 | 9 | 62 | 49 | 12 | 2 | 13 | 219 | 53 | 522
2031 | 25 | 11 | 71 | 9 | 62 | 50 | 12 | 2 | 14 | 224 | 54 | 534
2032 | 25 | 11 | 72 | 9 | 63 | 51 | 12 | 2 | 14 | 229 | 54 | 542
2033 | 26 | 11 | 73 | 9 | 63 | 52 | 13 | 3 | 14 | 234 | 54 | 552
2034 | 26 | 11 | 75 | 9 | 63 | 52 | 13 | 3 | 15 | 238 | 55 | 560
2035 | 26 | 12 | 75 | 9 | 64 | 53 | 13 | 3 | 15 | 243 | 55 | 568
2036 | 26 | 12 | 76 | 9 | 64 | 54 | 13 | 3 | 15 | 247 | 55 | 574
2037 | 26 | 12 | 77 | 9 | 64 | 54 | 14 | 3 | 16 | 251 | 55 | 581
2038 | 27 | 12 | 78 | 9 | 65 | 55 | 14 | 3 | 16 | 255 | 56 | 590
2039 | 27 | 12 | 78 | 10 | 65 | 55 | 14 | 3 | 16 | 259 | 56 | 595
2040 | 27 | 13 | 79 | 10 | 65 | 56 | 14 | 3 | 17 | 263 | 56 | 603
2041 | 27 | 13 | 80 | 10 | 66 | 56 | 15 | 3 | 17 | 267 | 56 | 610
2042 | 27 | 13 | 80 | 10 | 66 | 57 | 15 | 3 | 17 | 271 | 57 | 616
2043 | 27 | 13 | 80 | 10 | 66 | 58 | 15 | 3 | 17 | 274 | 57 | 620
2044 | 27 | 13 | 81 | 10 | 67 | 58 | 15 | 3 | 18 | 278 | 57 | 627
2045 | 27 | 14 | 81 | 10 | 67 | 59 | 16 | 3 | 18 | 281 | 57 | 633
2046 | 27 | 14 | 81 | 10 | 67 | 59 | 16 | 3 | 18 | 284 | 58 | 637
2047 | 27 | 14 | 82 | 10 | 67 | 59 | 16 | 3 | 18 | 287 | 58 | 641
2048 | 27 | 14 | 82 | 10 | 68 | 60 | 16 | 4 | 19 | 290 | 58 | 648
2049 | 27 | 14 | 82 | 10 | 68 | 60 | 16 | 4 | 19 | 293 | 58 | 651
2050 | 27 | 14 | 82 | 10 | 68 | 61 | 16 | 4 | 19 | 296 | 58 | 655
2051 | 27 | 15 | 82 | 10 | 68 | 61 | 17 | 4 | 19 | 299 | 59 | 661
2052 | 27 | 15 | 83 | 10 | 69 | 62 | 17 | 4 | 19 | 302 | 59 | 667
2053 | 27 | 15 | 83 | 10 | 69 | 62 | 17 | 4 | 20 | 304 | 59 | 670
Note: Resources include combined heat and power, anaerobic digesters, fuel cell facilities, small wind resources, and others.

## I-10b-H
Table I-10b-H: Non-Solar Distributed Generation Annual Energy Reductions, Behind-the-Meter - Higher Demand Policy Scenario
Reflects Total Cumulative Impacts
Reductions in Annual Energy by Zone - GWh
Year | A | B | C | D | E | F | G | H | I | J | K | NYCA
2023 | 110 | 46 | 306 | 40 | 289 | 243 | 52 | 12 | 58 | 655 | 158 | 1969
2024 | 116 | 46 | 324 | 46 | 341 | 254 | 58 | 12 | 64 | 681 | 188 | 2130
2025 | 121 | 52 | 341 | 46 | 341 | 260 | 58 | 12 | 64 | 703 | 188 | 2186
2026 | 127 | 52 | 353 | 46 | 347 | 266 | 58 | 12 | 69 | 725 | 191 | 2246
2027 | 133 | 52 | 370 | 52 | 347 | 272 | 64 | 12 | 69 | 747 | 191 | 2309
2028 | 133 | 58 | 382 | 52 | 353 | 278 | 64 | 12 | 75 | 765 | 195 | 2367
2029 | 139 | 58 | 393 | 52 | 353 | 283 | 64 | 12 | 75 | 787 | 195 | 2411
2030 | 139 | 58 | 399 | 52 | 358 | 283 | 69 | 12 | 75 | 806 | 195 | 2446
2031 | 145 | 64 | 410 | 52 | 358 | 289 | 69 | 12 | 81 | 824 | 199 | 2503
2032 | 145 | 64 | 416 | 52 | 364 | 295 | 69 | 12 | 81 | 843 | 199 | 2540
2033 | 150 | 64 | 422 | 52 | 364 | 301 | 75 | 17 | 81 | 861 | 199 | 2586
2034 | 150 | 64 | 434 | 52 | 364 | 301 | 75 | 17 | 87 | 876 | 202 | 2622
2035 | 150 | 69 | 434 | 52 | 370 | 306 | 75 | 17 | 87 | 894 | 202 | 2656
2036 | 150 | 69 | 439 | 52 | 370 | 312 | 75 | 17 | 87 | 909 | 202 | 2682
2037 | 150 | 69 | 445 | 52 | 370 | 312 | 81 | 17 | 93 | 923 | 202 | 2714
2038 | 156 | 69 | 451 | 52 | 376 | 318 | 81 | 17 | 93 | 938 | 206 | 2757
2039 | 156 | 69 | 451 | 58 | 376 | 318 | 81 | 17 | 93 | 953 | 206 | 2778
2040 | 156 | 75 | 457 | 58 | 376 | 324 | 81 | 17 | 98 | 968 | 206 | 2816
2041 | 156 | 75 | 463 | 58 | 382 | 324 | 87 | 17 | 98 | 982 | 206 | 2848
2042 | 156 | 75 | 463 | 58 | 382 | 330 | 87 | 17 | 98 | 997 | 210 | 2873
2043 | 156 | 75 | 463 | 58 | 382 | 335 | 87 | 17 | 98 | 1008 | 210 | 2889
2044 | 156 | 75 | 468 | 58 | 387 | 335 | 87 | 17 | 104 | 1023 | 210 | 2920
2045 | 156 | 81 | 468 | 58 | 387 | 341 | 93 | 17 | 104 | 1034 | 210 | 2949
2046 | 156 | 81 | 468 | 58 | 387 | 341 | 93 | 17 | 104 | 1045 | 213 | 2963
2047 | 156 | 81 | 474 | 58 | 387 | 341 | 93 | 17 | 104 | 1056 | 213 | 2980
2048 | 156 | 81 | 474 | 58 | 393 | 347 | 93 | 23 | 110 | 1067 | 213 | 3015
2049 | 156 | 81 | 474 | 58 | 393 | 347 | 93 | 23 | 110 | 1078 | 213 | 3026
2050 | 156 | 81 | 474 | 58 | 393 | 353 | 93 | 23 | 110 | 1089 | 213 | 3043
2051 | 156 | 87 | 474 | 58 | 393 | 353 | 98 | 23 | 110 | 1100 | 217 | 3069
2052 | 156 | 87 | 480 | 58 | 399 | 358 | 98 | 23 | 110 | 1111 | 217 | 3097
2053 | 156 | 87 | 480 | 58 | 399 | 358 | 98 | 23 | 116 | 1118 | 217 | 3110

## I-10c-H
Table I-10c-H: Non-Solar Distributed Generation Peak Reductions, Behind-the-Meter - Higher Demand Policy Scenario
Reflects Total Cumulative Impacts
Reductions in Summer and Winter Coincident Peak Demand by Zone - MW
Year | A | B | C | D | E | F | G | H | I | J | K | NYCA
2023 | 17 | 7 | 46 | 6 | 44 | 37 | 8 | 2 | 9 | 134 | 32 | 342
2024 | 17 | 7 | 49 | 7 | 51 | 38 | 9 | 2 | 10 | 139 | 38 | 367
2025 | 18 | 8 | 51 | 7 | 51 | 39 | 9 | 2 | 10 | 143 | 38 | 376
2026 | 19 | 8 | 53 | 7 | 52 | 40 | 9 | 2 | 10 | 148 | 39 | 387
2027 | 20 | 8 | 56 | 8 | 52 | 41 | 10 | 2 | 10 | 152 | 39 | 398
2028 | 20 | 9 | 57 | 8 | 53 | 42 | 10 | 2 | 11 | 156 | 40 | 408
2029 | 21 | 9 | 59 | 8 | 53 | 43 | 10 | 2 | 11 | 161 | 40 | 417
2030 | 21 | 9 | 60 | 8 | 54 | 43 | 10 | 2 | 11 | 164 | 40 | 422
2031 | 22 | 10 | 62 | 8 | 54 | 44 | 10 | 2 | 12 | 168 | 41 | 433
2032 | 22 | 10 | 63 | 8 | 55 | 44 | 10 | 2 | 12 | 172 | 41 | 439
2033 | 23 | 10 | 64 | 8 | 55 | 45 | 11 | 3 | 12 | 176 | 41 | 448
2034 | 23 | 10 | 65 | 8 | 55 | 45 | 11 | 3 | 13 | 179 | 41 | 453
2035 | 23 | 10 | 65 | 8 | 56 | 46 | 11 | 3 | 13 | 182 | 41 | 458
2036 | 23 | 10 | 66 | 8 | 56 | 47 | 11 | 3 | 13 | 185 | 41 | 463
2037 | 23 | 10 | 67 | 8 | 56 | 47 | 12 | 3 | 14 | 188 | 41 | 469
2038 | 23 | 10 | 68 | 8 | 57 | 48 | 12 | 3 | 14 | 191 | 42 | 476
2039 | 23 | 10 | 68 | 9 | 57 | 48 | 12 | 3 | 14 | 194 | 42 | 480
2040 | 23 | 11 | 69 | 9 | 57 | 49 | 12 | 3 | 15 | 197 | 42 | 487
2041 | 23 | 11 | 70 | 9 | 57 | 49 | 13 | 3 | 15 | 200 | 42 | 492
2042 | 23 | 11 | 70 | 9 | 57 | 50 | 13 | 3 | 15 | 203 | 43 | 497
2043 | 23 | 11 | 70 | 9 | 57 | 50 | 13 | 3 | 15 | 206 | 43 | 500
2044 | 23 | 11 | 70 | 9 | 58 | 50 | 13 | 3 | 16 | 209 | 43 | 505
2045 | 23 | 12 | 70 | 9 | 58 | 51 | 14 | 3 | 16 | 211 | 43 | 510
2046 | 23 | 12 | 70 | 9 | 58 | 51 | 14 | 3 | 16 | 213 | 44 | 513
2047 | 23 | 12 | 71 | 9 | 58 | 51 | 14 | 3 | 16 | 215 | 44 | 516
2048 | 23 | 12 | 71 | 9 | 59 | 52 | 14 | 3 | 17 | 218 | 44 | 522
2049 | 23 | 12 | 71 | 9 | 59 | 52 | 14 | 3 | 17 | 220 | 44 | 524
2050 | 23 | 12 | 71 | 9 | 59 | 53 | 14 | 3 | 17 | 222 | 44 | 527
2051 | 23 | 13 | 71 | 9 | 59 | 53 | 15 | 3 | 17 | 224 | 44 | 531
2052 | 23 | 13 | 72 | 9 | 60 | 54 | 15 | 3 | 17 | 227 | 44 | 537
2053 | 23 | 13 | 72 | 9 | 60 | 54 | 15 | 3 | 17 | 228 | 44 | 538
Note: Peak reductions reflect estimated summer reductions for the year listed, along with reductions for the following winter.
For example, the values listed for 2023 reflect reductions to the 2023 summer peak and the 2023-24 winter peak.

## I-11a-H
Table I-11a-H: Electric Vehicle Stock Forecast - Higher Demand Policy Scenario
Reflects Total NYCA Stock
Number of Electric Vehicles by Type - NYCA
Year | LDV (1) | MHDV (2) | Buses (3) | Total Stock
2023 | 181400 | 1000 | 1200 | 183600
2024 | 269500 | 2100 | 2200 | 273800
2025 | 395800 | 3800 | 4100 | 403700
2026 | 562700 | 6200 | 7500 | 576400
2027 | 776200 | 9200 | 13100 | 798500
2028 | 1031100 | 12900 | 18700 | 1062700
2029 | 1331200 | 17300 | 24100 | 1372600
2030 | 1680600 | 22500 | 29200 | 1732300
2031 | 2073800 | 28500 | 34000 | 2136300
2032 | 2516100 | 35300 | 38500 | 2589900
2033 | 3011000 | 43100 | 42400 | 3096500
2034 | 3564700 | 51700 | 45700 | 3662100
2035 | 4183700 | 61200 | 48300 | 4293200
2036 | 4788300 | 71600 | 50300 | 4910200
2037 | 5374000 | 82800 | 51600 | 5508400
2038 | 5935300 | 94800 | 52400 | 6082500
2039 | 6466400 | 107600 | 52800 | 6626800
2040 | 6961500 | 121000 | 53100 | 7135600
2041 | 7416000 | 135000 | 53400 | 7604400
2042 | 7826700 | 149600 | 53700 | 8030000
2043 | 8192300 | 164900 | 54000 | 8411200
2044 | 8511600 | 180800 | 54400 | 8746800
2045 | 8783800 | 196800 | 54700 | 9035300
2046 | 9009000 | 212400 | 55000 | 9276400
2047 | 9188300 | 227000 | 55300 | 9470600
2048 | 9322100 | 240600 | 55600 | 9618300
2049 | 9411600 | 252900 | 55800 | 9720300
2050 | 9468600 | 264200 | 56000 | 9788800
2051 | 9488700 | 273300 | 56200 | 9818200
2052 | 9480700 | 280900 | 56300 | 9817900
2053 | 9454500 | 287200 | 56300 | 9798000
(1) - Light Duty Vehicles, at most 8,500 lb.
(2) - Medium and Heavy Duty Vehicles, greater than 8,500 lb.
(3) - Includes school and transit buses.
Note: For reference, according to the New York State Department of Motor Vehicles, there are approximately
9.8 million LDVs, 515,000 MHDVs, and 60,000 buses currently registered in the state.

## I-11b-H
Table I-11b-H: Electric Vehicle Annual Energy Usage - Higher Demand Policy Scenario
Reflects Total Cumulative Impacts
Total Annual Energy Usage by Zone - GWh
Year | A | B | C | D | E | F | G | H | I | J | K | NYCA
2023 | 59 | 54 | 63 | 5 | 32 | 74 | 84 | 28 | 48 | 168 | 195 | 810
2024 | 96 | 84 | 103 | 8 | 56 | 117 | 131 | 40 | 70 | 223 | 290 | 1218
2025 | 156 | 126 | 165 | 14 | 96 | 180 | 201 | 56 | 99 | 305 | 420 | 1818
2026 | 240 | 184 | 250 | 22 | 152 | 266 | 295 | 76 | 136 | 416 | 589 | 2626
2027 | 352 | 260 | 364 | 33 | 228 | 379 | 420 | 100 | 182 | 561 | 804 | 3683
2028 | 488 | 350 | 501 | 47 | 321 | 514 | 570 | 128 | 236 | 735 | 1058 | 4948
2029 | 649 | 455 | 662 | 63 | 430 | 673 | 748 | 160 | 299 | 939 | 1354 | 6432
2030 | 838 | 577 | 851 | 81 | 559 | 860 | 955 | 198 | 371 | 1175 | 1694 | 8159
2031 | 1052 | 715 | 1065 | 103 | 706 | 1072 | 1191 | 239 | 451 | 1442 | 2077 | 10113
2032 | 1294 | 870 | 1306 | 127 | 871 | 1312 | 1459 | 285 | 541 | 1743 | 2505 | 12313
2033 | 1566 | 1043 | 1578 | 154 | 1058 | 1582 | 1760 | 336 | 641 | 2080 | 2983 | 14781
2034 | 1872 | 1237 | 1882 | 185 | 1267 | 1885 | 2099 | 392 | 752 | 2457 | 3515 | 17543
2035 | 2215 | 1453 | 2222 | 219 | 1503 | 2226 | 2480 | 455 | 875 | 2879 | 4107 | 20634
2036 | 2556 | 1667 | 2561 | 253 | 1737 | 2567 | 2862 | 517 | 997 | 3301 | 4696 | 23714
2037 | 2893 | 1879 | 2897 | 287 | 1969 | 2907 | 3242 | 578 | 1118 | 3719 | 5276 | 26765
2038 | 3224 | 2086 | 3227 | 320 | 2197 | 3243 | 3616 | 638 | 1236 | 4132 | 5844 | 29763
2039 | 3546 | 2287 | 3547 | 353 | 2418 | 3571 | 3983 | 695 | 1350 | 4534 | 6393 | 32677
2040 | 3856 | 2480 | 3856 | 384 | 2632 | 3890 | 4337 | 749 | 1459 | 4923 | 6919 | 35485
2041 | 4151 | 2664 | 4150 | 413 | 2836 | 4195 | 4677 | 800 | 1563 | 5296 | 7419 | 38164
2042 | 4429 | 2836 | 4429 | 441 | 3028 | 4487 | 5000 | 848 | 1661 | 5651 | 7889 | 40699
2043 | 4689 | 2998 | 4689 | 467 | 3208 | 4762 | 5305 | 893 | 1753 | 5987 | 8330 | 43081
2044 | 4930 | 3148 | 4932 | 491 | 3374 | 5022 | 5590 | 935 | 1840 | 6302 | 8741 | 45305
2045 | 5149 | 3284 | 5153 | 512 | 3526 | 5262 | 5853 | 973 | 1919 | 6594 | 9117 | 47342
2046 | 5344 | 3406 | 5350 | 531 | 3660 | 5480 | 6092 | 1007 | 1990 | 6857 | 9453 | 49170
2047 | 5512 | 3511 | 5521 | 547 | 3775 | 5672 | 6302 | 1037 | 2053 | 7090 | 9748 | 50768
2048 | 5653 | 3600 | 5664 | 561 | 3871 | 5839 | 6484 | 1063 | 2107 | 7291 | 9998 | 52131
2049 | 5767 | 3673 | 5781 | 571 | 3949 | 5980 | 6637 | 1084 | 2152 | 7460 | 10205 | 53259
2050 | 5860 | 3732 | 5878 | 580 | 4012 | 6100 | 6768 | 1101 | 2190 | 7605 | 10379 | 54205
2051 | 5916 | 3770 | 5937 | 584 | 4049 | 6185 | 6861 | 1113 | 2216 | 7705 | 10492 | 54828
2052 | 5950 | 3794 | 5975 | 587 | 4071 | 6249 | 6932 | 1121 | 2236 | 7781 | 10571 | 55267
2053 | 5969 | 3809 | 5996 | 588 | 4081 | 6298 | 6987 | 1127 | 2250 | 7837 | 10625 | 55567

## I-11c-H
Table I-11c-H: Electric Vehicle Summer Coincident Peak Demand - Higher Demand Policy Scenario
Reflects Total Cumulative Impacts
Total Increase in Summer Coincident Peak Demand by Zone - MW
Year | A | B | C | D | E | F | G | H | I | J | K | NYCA
2023 | 12 | 11 | 13 | 1 | 6 | 15 | 17 | 5 | 10 | 33 | 39 | 162
2024 | 19 | 16 | 20 | 2 | 11 | 23 | 26 | 8 | 14 | 44 | 57 | 240
2025 | 30 | 25 | 32 | 3 | 19 | 35 | 39 | 11 | 19 | 59 | 82 | 354
2026 | 46 | 36 | 48 | 4 | 29 | 51 | 57 | 15 | 26 | 80 | 114 | 506
2027 | 67 | 50 | 70 | 6 | 44 | 72 | 80 | 19 | 35 | 107 | 154 | 704
2028 | 93 | 66 | 95 | 9 | 61 | 97 | 108 | 24 | 45 | 139 | 200 | 937
2029 | 122 | 86 | 125 | 12 | 81 | 127 | 141 | 30 | 56 | 177 | 255 | 1212
2030 | 157 | 108 | 160 | 15 | 105 | 161 | 179 | 37 | 69 | 220 | 318 | 1529
2031 | 196 | 133 | 199 | 19 | 132 | 200 | 222 | 45 | 84 | 269 | 388 | 1887
2032 | 241 | 162 | 243 | 24 | 162 | 244 | 271 | 53 | 101 | 324 | 466 | 2291
2033 | 290 | 193 | 293 | 29 | 196 | 293 | 326 | 62 | 119 | 386 | 553 | 2740
2034 | 346 | 229 | 348 | 34 | 234 | 348 | 388 | 73 | 139 | 454 | 650 | 3243
2035 | 408 | 268 | 409 | 40 | 277 | 410 | 457 | 84 | 161 | 530 | 757 | 3801
2036 | 469 | 306 | 470 | 46 | 319 | 471 | 525 | 95 | 183 | 606 | 862 | 4352
2037 | 528 | 343 | 529 | 52 | 360 | 531 | 592 | 106 | 204 | 679 | 964 | 4888
2038 | 586 | 379 | 586 | 58 | 399 | 589 | 657 | 116 | 225 | 751 | 1062 | 5408
2039 | 641 | 414 | 641 | 64 | 437 | 646 | 720 | 126 | 244 | 820 | 1156 | 5909
2040 | 693 | 446 | 693 | 69 | 473 | 699 | 780 | 135 | 262 | 885 | 1244 | 6379
2041 | 742 | 476 | 742 | 74 | 507 | 750 | 836 | 143 | 279 | 947 | 1326 | 6822
2042 | 787 | 504 | 787 | 78 | 538 | 797 | 888 | 151 | 295 | 1004 | 1401 | 7230
2043 | 827 | 529 | 827 | 82 | 566 | 840 | 936 | 158 | 309 | 1056 | 1470 | 7600
2044 | 864 | 552 | 865 | 86 | 592 | 880 | 980 | 164 | 322 | 1105 | 1532 | 7942
2045 | 897 | 572 | 897 | 89 | 614 | 916 | 1019 | 169 | 334 | 1148 | 1587 | 8242
2046 | 924 | 589 | 925 | 92 | 633 | 948 | 1053 | 174 | 344 | 1186 | 1635 | 8503
2047 | 947 | 603 | 948 | 94 | 648 | 974 | 1082 | 178 | 353 | 1218 | 1674 | 8719
2048 | 970 | 618 | 972 | 96 | 665 | 1002 | 1113 | 182 | 362 | 1252 | 1716 | 8948
2049 | 989 | 630 | 992 | 98 | 678 | 1026 | 1139 | 186 | 369 | 1280 | 1751 | 9138
2050 | 1005 | 640 | 1008 | 99 | 688 | 1046 | 1161 | 189 | 376 | 1304 | 1780 | 9296
2051 | 1014 | 646 | 1017 | 100 | 694 | 1060 | 1176 | 191 | 380 | 1321 | 1798 | 9397
2052 | 1019 | 650 | 1023 | 101 | 697 | 1070 | 1187 | 192 | 383 | 1333 | 1810 | 9465
2053 | 1022 | 652 | 1027 | 101 | 699 | 1078 | 1196 | 193 | 385 | 1342 | 1819 | 9514

## I-11d-H
Table I-11d-H: Electric Vehicle Winter Coincident Peak Demand - Higher Demand Policy Scenario
Reflects Total Cumulative Impacts
Total Increase in Winter Coincident Peak Demand by Zone - MW
Year | A | B | C | D | E | F | G | H | I | J | K | NYCA
2023-24 | 16 | 14 | 17 | 1 | 9 | 20 | 22 | 7 | 13 | 44 | 52 | 215
2024-25 | 25 | 22 | 27 | 2 | 15 | 31 | 34 | 11 | 18 | 59 | 76 | 320
2025-26 | 41 | 33 | 43 | 4 | 25 | 47 | 52 | 15 | 26 | 79 | 109 | 474
2026-27 | 62 | 48 | 65 | 6 | 39 | 69 | 76 | 20 | 35 | 107 | 152 | 679
2027-28 | 90 | 67 | 93 | 9 | 58 | 97 | 108 | 26 | 47 | 144 | 206 | 945
2028-29 | 124 | 89 | 127 | 12 | 81 | 130 | 145 | 32 | 60 | 186 | 268 | 1254
2029-30 | 164 | 115 | 167 | 16 | 108 | 170 | 188 | 40 | 75 | 236 | 341 | 1620
2030-31 | 210 | 145 | 213 | 20 | 140 | 216 | 240 | 50 | 93 | 295 | 425 | 2047
2031-32 | 263 | 179 | 266 | 26 | 176 | 268 | 298 | 60 | 113 | 360 | 519 | 2528
2032-33 | 322 | 217 | 325 | 32 | 217 | 327 | 363 | 71 | 135 | 434 | 624 | 3067
2033-34 | 389 | 259 | 392 | 38 | 263 | 393 | 437 | 83 | 159 | 516 | 740 | 3669
2034-35 | 463 | 306 | 465 | 46 | 314 | 466 | 519 | 97 | 186 | 608 | 869 | 4339
2035-36 | 546 | 358 | 548 | 54 | 371 | 549 | 612 | 112 | 216 | 710 | 1013 | 5089
2036-37 | 628 | 409 | 629 | 62 | 427 | 631 | 703 | 127 | 245 | 811 | 1153 | 5825
2037-38 | 708 | 460 | 708 | 70 | 481 | 711 | 793 | 141 | 273 | 910 | 1290 | 6545
2038-39 | 785 | 508 | 785 | 78 | 535 | 789 | 880 | 155 | 301 | 1006 | 1422 | 7244
2039-40 | 859 | 554 | 859 | 85 | 586 | 865 | 964 | 168 | 327 | 1098 | 1548 | 7913
2040-41 | 929 | 597 | 929 | 92 | 634 | 937 | 1045 | 180 | 352 | 1186 | 1667 | 8548
2041-42 | 994 | 638 | 994 | 99 | 679 | 1005 | 1120 | 192 | 374 | 1268 | 1777 | 9140
2042-43 | 1054 | 675 | 1054 | 105 | 721 | 1068 | 1190 | 202 | 395 | 1345 | 1878 | 9687
2043-44 | 1109 | 709 | 1109 | 110 | 759 | 1127 | 1255 | 211 | 415 | 1417 | 1971 | 10192
2044-45 | 1159 | 740 | 1160 | 115 | 793 | 1181 | 1314 | 220 | 433 | 1482 | 2055 | 10652
2045-46 | 1203 | 767 | 1204 | 120 | 824 | 1229 | 1368 | 227 | 448 | 1540 | 2130 | 11060
2046-47 | 1240 | 791 | 1242 | 123 | 850 | 1272 | 1414 | 234 | 462 | 1592 | 2194 | 11414
2047-48 | 1271 | 810 | 1273 | 126 | 871 | 1308 | 1453 | 239 | 473 | 1635 | 2248 | 11707
2048-49 | 1303 | 830 | 1306 | 129 | 893 | 1346 | 1495 | 245 | 486 | 1681 | 2305 | 12019
2049-50 | 1329 | 847 | 1333 | 132 | 910 | 1378 | 1530 | 250 | 496 | 1720 | 2352 | 12277
2050-51 | 1350 | 860 | 1354 | 134 | 925 | 1406 | 1560 | 254 | 505 | 1753 | 2392 | 12493
2051-52 | 1363 | 868 | 1368 | 135 | 933 | 1425 | 1580 | 256 | 511 | 1775 | 2417 | 12631
2052-53 | 1370 | 874 | 1376 | 135 | 937 | 1439 | 1596 | 258 | 515 | 1792 | 2434 | 12726
2053-54 | 1374 | 877 | 1381 | 135 | 940 | 1450 | 1609 | 260 | 518 | 1805 | 2446 | 12795
Note: The Lower Demand Policy scenario electric vehicle peak forecast assumes an increasing share of managed charging over time.

## I-12a-H
Table I-12a-H: Energy Storage Nameplate Capacity, Behind-the-Meter - Higher Demand Policy Scenario
Reflects Total Cumulative Nameplate Capacity of Behind-the-Meter Storage
Nameplate Capacity by Zone - MW
Year | A | B | C | D | E | F | G | H | I | J | K | NYCA
2023 | 13 | 8 | 72 | 0 | 43 | 36 | 74 | 8 | 10 | 22 | 34 | 320
2024 | 25 | 12 | 83 | 0 | 47 | 47 | 103 | 23 | 27 | 80 | 43 | 490
2025 | 37 | 15 | 96 | 0 | 53 | 59 | 128 | 33 | 39 | 130 | 53 | 643
2026 | 48 | 19 | 107 | 0 | 57 | 70 | 152 | 45 | 51 | 184 | 62 | 795
2027 | 58 | 22 | 119 | 0 | 62 | 81 | 174 | 57 | 65 | 259 | 72 | 969
2028 | 69 | 26 | 130 | 1 | 66 | 92 | 183 | 66 | 74 | 340 | 81 | 1128
2029 | 79 | 29 | 140 | 1 | 70 | 102 | 192 | 74 | 82 | 404 | 91 | 1264
2030 | 88 | 33 | 149 | 1 | 74 | 111 | 200 | 79 | 86 | 448 | 100 | 1369
2031 | 97 | 36 | 159 | 1 | 78 | 120 | 205 | 81 | 88 | 473 | 110 | 1448
2032 | 103 | 39 | 167 | 2 | 81 | 127 | 210 | 83 | 90 | 492 | 119 | 1513
2033 | 111 | 42 | 174 | 2 | 84 | 134 | 214 | 85 | 91 | 506 | 129 | 1572
2034 | 117 | 44 | 181 | 2 | 87 | 141 | 219 | 86 | 93 | 519 | 138 | 1627
2035 | 123 | 47 | 187 | 2 | 89 | 147 | 221 | 87 | 94 | 530 | 148 | 1675
2036 | 128 | 49 | 192 | 2 | 91 | 152 | 225 | 89 | 95 | 542 | 157 | 1722
2037 | 132 | 51 | 196 | 2 | 93 | 156 | 228 | 90 | 96 | 554 | 167 | 1765
2038 | 135 | 52 | 201 | 2 | 95 | 159 | 231 | 91 | 97 | 566 | 176 | 1805
2039 | 138 | 53 | 204 | 3 | 96 | 163 | 235 | 92 | 99 | 579 | 186 | 1848
2040 | 142 | 55 | 208 | 3 | 98 | 165 | 240 | 94 | 100 | 592 | 195 | 1892
2041 | 144 | 56 | 210 | 4 | 99 | 169 | 243 | 96 | 102 | 605 | 205 | 1933
2042 | 146 | 57 | 211 | 4 | 99 | 170 | 249 | 97 | 104 | 619 | 214 | 1970
2043 | 148 | 58 | 214 | 5 | 100 | 172 | 254 | 98 | 105 | 632 | 224 | 2010
2044 | 150 | 58 | 216 | 5 | 101 | 174 | 258 | 100 | 107 | 645 | 233 | 2047
2045 | 151 | 59 | 218 | 5 | 102 | 176 | 261 | 102 | 108 | 656 | 243 | 2081
2046 | 153 | 60 | 219 | 5 | 103 | 177 | 266 | 103 | 110 | 668 | 252 | 2116
2047 | 154 | 60 | 221 | 5 | 103 | 179 | 269 | 105 | 111 | 678 | 261 | 2146
2048 | 155 | 61 | 222 | 5 | 104 | 179 | 273 | 106 | 113 | 688 | 271 | 2177
2049 | 157 | 61 | 224 | 5 | 104 | 181 | 276 | 107 | 114 | 696 | 280 | 2205
2050 | 157 | 62 | 225 | 6 | 105 | 182 | 280 | 108 | 115 | 704 | 290 | 2234
2051 | 159 | 62 | 226 | 6 | 106 | 183 | 283 | 109 | 116 | 711 | 299 | 2260
2052 | 159 | 63 | 226 | 6 | 107 | 184 | 286 | 110 | 118 | 717 | 309 | 2285
2053 | 161 | 63 | 228 | 6 | 107 | 185 | 289 | 111 | 119 | 723 | 318 | 2310
Note: The storage capacity forecast includes only behind-the-meter resources, which reflect only a portion of the State’s energy storage targets.
These targets are expected to be met largely through interconnecting wholesale energy storage projects.
Pumped Storage is not included. See Table III-2 for current resources.

## I-12b-H
Table I-12b-H: Energy Storage Energy Impacts - Higher Demand Policy Scenario
Reflects Total Cumulative Impacts - Including Wholesale and Behind-the-Meter
Annual Net Electricity Consumption by Zone - GWh
Year | A | B | C | D | E | F | G | H | I | J | K | NYCA
2023 | 2 | 1 | 16 | 3 | 6 | 8 | 11 | 1 | 1 | 3 | 5 | 57
2024 | 7 | 2 | 21 | 3 | 8 | 11 | 48 | 12 | 6 | 21 | 20 | 159
2025 | 9 | 2 | 25 | 3 | 10 | 15 | 56 | 21 | 11 | 60 | 35 | 247
2026 | 34 | 3 | 29 | 3 | 12 | 18 | 64 | 32 | 15 | 77 | 87 | 374
2027 | 36 | 3 | 46 | 3 | 14 | 21 | 72 | 42 | 19 | 215 | 102 | 573
2028 | 38 | 4 | 53 | 3 | 16 | 26 | 81 | 59 | 25 | 244 | 129 | 678
2029 | 41 | 5 | 59 | 3 | 19 | 30 | 90 | 76 | 31 | 271 | 156 | 781
2030 | 44 | 5 | 66 | 4 | 22 | 35 | 99 | 92 | 36 | 295 | 183 | 881
2031 | 46 | 6 | 72 | 4 | 25 | 39 | 108 | 108 | 41 | 317 | 209 | 975
2032 | 48 | 6 | 78 | 4 | 27 | 43 | 117 | 124 | 46 | 337 | 236 | 1066
2033 | 50 | 7 | 85 | 4 | 30 | 47 | 126 | 140 | 50 | 357 | 263 | 1159
2034 | 52 | 7 | 91 | 4 | 33 | 51 | 134 | 156 | 55 | 376 | 290 | 1249
2035 | 54 | 8 | 97 | 4 | 35 | 55 | 143 | 172 | 60 | 396 | 317 | 1341
2036 | 56 | 8 | 102 | 5 | 38 | 59 | 151 | 188 | 65 | 415 | 343 | 1430
2037 | 58 | 9 | 108 | 5 | 40 | 63 | 160 | 204 | 69 | 435 | 370 | 1521
2038 | 60 | 9 | 114 | 5 | 43 | 66 | 168 | 220 | 74 | 454 | 397 | 1610
2039 | 61 | 9 | 120 | 5 | 45 | 70 | 177 | 236 | 79 | 473 | 424 | 1699
2040 | 63 | 10 | 125 | 5 | 47 | 73 | 186 | 252 | 83 | 493 | 450 | 1787
2041 | 65 | 10 | 131 | 6 | 50 | 77 | 194 | 268 | 88 | 513 | 477 | 1879
2042 | 66 | 11 | 136 | 6 | 52 | 80 | 203 | 284 | 93 | 532 | 504 | 1967
2043 | 67 | 11 | 141 | 6 | 54 | 84 | 212 | 300 | 98 | 552 | 531 | 2056
2044 | 69 | 11 | 147 | 6 | 57 | 87 | 220 | 316 | 102 | 571 | 558 | 2144
2045 | 70 | 11 | 152 | 6 | 59 | 90 | 229 | 332 | 107 | 591 | 584 | 2231
2046 | 72 | 12 | 158 | 6 | 61 | 93 | 238 | 348 | 112 | 610 | 611 | 2321
2047 | 73 | 12 | 163 | 7 | 64 | 97 | 246 | 364 | 117 | 629 | 638 | 2410
2048 | 74 | 12 | 168 | 7 | 66 | 100 | 255 | 380 | 121 | 648 | 665 | 2496
2049 | 76 | 12 | 174 | 7 | 68 | 103 | 263 | 396 | 126 | 667 | 691 | 2583
2050 | 77 | 12 | 179 | 7 | 70 | 106 | 272 | 412 | 131 | 686 | 718 | 2670
2051 | 78 | 13 | 184 | 7 | 73 | 110 | 280 | 428 | 135 | 705 | 745 | 2758
2052 | 80 | 13 | 189 | 7 | 75 | 113 | 289 | 444 | 140 | 723 | 772 | 2845
2053 | 81 | 13 | 195 | 8 | 77 | 116 | 297 | 459 | 145 | 742 | 799 | 2932
Note: Both wholesale and behind-the-meter storage contribute to sytem net energy consumption.
Note: Values listed reflect net energy consumption due to round trip efficiency or battery losses.

## I-12c-H
Table I-12c-H: Energy Storage Peak Reductions, Behind-the-Meter - Higher Demand Policy Scenario
Reflects Total Cumulative Impacts
Reductions in Summer and Winter Coincident Peak Demand by Zone - MW
Year | A | B | C | D | E | F | G | H | I | J | K | NYCA
2023 | 10 | 6 | 58 | 0 | 34 | 29 | 44 | 5 | 6 | 13 | 29 | 234
2024 | 20 | 10 | 66 | 0 | 38 | 38 | 62 | 16 | 16 | 48 | 37 | 351
2025 | 30 | 12 | 77 | 0 | 42 | 47 | 77 | 22 | 23 | 78 | 45 | 453
2026 | 38 | 15 | 86 | 0 | 46 | 56 | 91 | 30 | 31 | 111 | 53 | 557
2027 | 46 | 18 | 95 | 0 | 50 | 65 | 104 | 38 | 39 | 155 | 61 | 671
2028 | 55 | 21 | 104 | 1 | 53 | 74 | 110 | 45 | 44 | 204 | 69 | 780
2029 | 63 | 23 | 112 | 1 | 56 | 82 | 115 | 50 | 49 | 243 | 77 | 871
2030 | 70 | 26 | 119 | 1 | 59 | 89 | 120 | 53 | 52 | 269 | 85 | 943
2031 | 78 | 29 | 127 | 1 | 62 | 96 | 123 | 55 | 53 | 284 | 94 | 1002
2032 | 82 | 31 | 134 | 2 | 65 | 102 | 126 | 56 | 54 | 295 | 101 | 1048
2033 | 89 | 34 | 139 | 2 | 67 | 107 | 128 | 57 | 55 | 304 | 110 | 1092
2034 | 94 | 35 | 145 | 2 | 70 | 113 | 131 | 58 | 56 | 311 | 117 | 1132
2035 | 98 | 38 | 150 | 2 | 71 | 118 | 133 | 59 | 56 | 318 | 126 | 1169
2036 | 102 | 39 | 154 | 2 | 73 | 122 | 135 | 60 | 57 | 325 | 133 | 1202
2037 | 106 | 41 | 157 | 2 | 74 | 125 | 137 | 61 | 58 | 332 | 142 | 1235
2038 | 108 | 42 | 161 | 2 | 76 | 127 | 139 | 61 | 58 | 340 | 150 | 1264
2039 | 110 | 42 | 163 | 2 | 77 | 130 | 141 | 62 | 59 | 347 | 158 | 1291
2040 | 114 | 44 | 166 | 2 | 78 | 132 | 144 | 63 | 60 | 355 | 166 | 1324
2041 | 115 | 45 | 168 | 3 | 79 | 135 | 146 | 65 | 61 | 363 | 174 | 1354
2042 | 117 | 46 | 169 | 3 | 79 | 136 | 149 | 65 | 62 | 371 | 182 | 1379
2043 | 118 | 46 | 171 | 4 | 80 | 138 | 152 | 66 | 63 | 379 | 190 | 1407
2044 | 120 | 46 | 173 | 4 | 81 | 139 | 155 | 68 | 64 | 387 | 198 | 1435
2045 | 121 | 47 | 174 | 4 | 82 | 141 | 157 | 69 | 65 | 394 | 207 | 1461
2046 | 122 | 48 | 175 | 4 | 82 | 142 | 160 | 70 | 66 | 401 | 214 | 1484
2047 | 123 | 48 | 177 | 4 | 82 | 143 | 161 | 71 | 67 | 407 | 222 | 1505
2048 | 124 | 49 | 178 | 4 | 83 | 143 | 164 | 72 | 68 | 413 | 230 | 1528
2049 | 126 | 49 | 179 | 4 | 83 | 145 | 166 | 72 | 68 | 417 | 238 | 1547
2050 | 126 | 50 | 180 | 5 | 84 | 146 | 168 | 73 | 69 | 422 | 247 | 1570
2051 | 127 | 50 | 181 | 5 | 85 | 146 | 170 | 74 | 70 | 426 | 254 | 1588
2052 | 127 | 50 | 181 | 5 | 86 | 147 | 172 | 74 | 71 | 430 | 263 | 1606
2053 | 129 | 50 | 182 | 5 | 86 | 148 | 173 | 75 | 71 | 434 | 270 | 1623
Note: Peak Reductions due to behind-the-meter storage. Wholesale market storage is assumed to be dispatched as generation.
Note: Peak reductions reflect estimated summer reductions for the year listed, along with reductions for the following winter.
For example, the values listed for 2023 reflect reductions to the 2023 summer peak and the 2023-24 winter peak.

## I-13a-H
Table I-13a-H: Building Electrification Annual Energy Usage - Higher Demand Policy Scenario
Reflects Cumulative Future Impacts
Total Annual Energy Usage by Zone - GWh
Year | A | B | C | D | E | F | G | H | I | J | K | NYCA
2023 | 128 | 109 | 113 | 8 | 68 | 124 | 83 | 20 | 44 | 421 | 190 | 1308
2024 | 275 | 236 | 243 | 16 | 146 | 266 | 178 | 43 | 95 | 897 | 408 | 2803
2025 | 446 | 382 | 394 | 27 | 237 | 431 | 289 | 70 | 155 | 1454 | 662 | 4547
2026 | 644 | 552 | 569 | 38 | 342 | 623 | 418 | 101 | 224 | 2106 | 957 | 6574
2027 | 872 | 748 | 771 | 52 | 463 | 844 | 568 | 137 | 304 | 2867 | 1298 | 8924
2028 | 1134 | 972 | 1002 | 68 | 602 | 1097 | 741 | 179 | 397 | 3742 | 1689 | 11623
2029 | 1427 | 1223 | 1261 | 85 | 758 | 1381 | 935 | 225 | 501 | 4722 | 2128 | 14646
2030 | 1756 | 1505 | 1552 | 105 | 933 | 1701 | 1155 | 278 | 618 | 5830 | 2621 | 18054
2031 | 2120 | 1817 | 1873 | 126 | 1126 | 2053 | 1398 | 336 | 748 | 7058 | 3167 | 21822
2032 | 2520 | 2160 | 2227 | 150 | 1339 | 2442 | 1668 | 400 | 892 | 8424 | 3769 | 25991
2033 | 2948 | 2527 | 2605 | 175 | 1567 | 2858 | 1958 | 469 | 1047 | 9889 | 4415 | 30458
2034 | 3404 | 2918 | 3007 | 202 | 1809 | 3300 | 2268 | 542 | 1212 | 11460 | 5102 | 35224
2035 | 3876 | 3324 | 3424 | 230 | 2060 | 3760 | 2591 | 618 | 1385 | 13097 | 5818 | 40183
2036 | 4362 | 3740 | 3853 | 259 | 2318 | 4232 | 2926 | 697 | 1563 | 14793 | 6555 | 45298
2037 | 4843 | 4155 | 4277 | 288 | 2573 | 4701 | 3259 | 775 | 1741 | 16473 | 7287 | 50372
2038 | 5318 | 4564 | 4696 | 316 | 2826 | 5165 | 3591 | 852 | 1918 | 18152 | 8012 | 55410
2039 | 5777 | 4960 | 5101 | 343 | 3069 | 5614 | 3914 | 927 | 2089 | 19783 | 8714 | 60291
2040 | 6215 | 5337 | 5487 | 368 | 3302 | 6043 | 4226 | 999 | 2255 | 21357 | 9387 | 64976
2041 | 6616 | 5684 | 5840 | 392 | 3514 | 6437 | 4513 | 1064 | 2407 | 22799 | 10004 | 69270
2042 | 6984 | 6003 | 6164 | 413 | 3709 | 6800 | 4780 | 1125 | 2548 | 24145 | 10575 | 73246
2043 | 7313 | 6290 | 6454 | 433 | 3883 | 7125 | 5022 | 1180 | 2676 | 25357 | 11087 | 76820
2044 | 7610 | 6547 | 6714 | 450 | 4039 | 7418 | 5244 | 1229 | 2793 | 26469 | 11551 | 80064
2045 | 7858 | 6766 | 6932 | 464 | 4170 | 7667 | 5433 | 1271 | 2893 | 27403 | 11943 | 82800
2046 | 8074 | 6956 | 7121 | 477 | 4283 | 7883 | 5600 | 1308 | 2981 | 28233 | 12287 | 85203
2047 | 8254 | 7117 | 7279 | 487 | 4377 | 8066 | 5745 | 1339 | 3056 | 28944 | 12578 | 87242
2048 | 8418 | 7264 | 7423 | 496 | 4463 | 8232 | 5879 | 1367 | 3127 | 29608 | 12847 | 89124
2049 | 8542 | 7379 | 7531 | 503 | 4527 | 8361 | 5985 | 1389 | 3182 | 30111 | 13054 | 90564
2050 | 8647 | 7478 | 7622 | 509 | 4580 | 8472 | 6079 | 1408 | 3231 | 30556 | 13233 | 91815
2051 | 8733 | 7559 | 7697 | 514 | 4624 | 8564 | 6160 | 1424 | 3274 | 30945 | 13384 | 92878
2052 | 8809 | 7631 | 7763 | 518 | 4663 | 8645 | 6237 | 1438 | 3314 | 31320 | 13522 | 93860
2053 | 8861 | 7682 | 7807 | 520 | 4689 | 8703 | 6295 | 1449 | 3343 | 31592 | 13621 | 94562
Note: Reflects end-use electrification of space heating, water heating, cooking, and other end-uses.

## I-13b-H
Table I-13b-H: Building Electrification Summer Coincident Peak Demand - Higher Demand Policy Scenario
Reflects Cumulative Future Impacts
Total Increase in Summer Coincident Peak Demand by Zone - MW
Year | A | B | C | D | E | F | G | H | I | J | K | NYCA
2023 | 6 | 5 | 5 | 1 | 3 | 5 | 4 | 1 | 3 | 31 | 9 | 73
2024 | 8 | 7 | 5 | 1 | 4 | 7 | 6 | 1 | 5 | 42 | 13 | 99
2025 | 10 | 9 | 9 | 1 | 5 | 9 | 8 | 2 | 6 | 58 | 17 | 134
2026 | 13 | 12 | 12 | 1 | 6 | 11 | 10 | 3 | 8 | 74 | 22 | 172
2027 | 17 | 15 | 15 | 2 | 8 | 15 | 13 | 3 | 10 | 95 | 28 | 221
2028 | 21 | 19 | 18 | 2 | 10 | 18 | 16 | 4 | 13 | 119 | 36 | 276
2029 | 25 | 23 | 24 | 2 | 12 | 22 | 19 | 5 | 16 | 144 | 43 | 335
2030 | 31 | 28 | 27 | 3 | 15 | 26 | 23 | 6 | 20 | 174 | 51 | 404
2031 | 37 | 33 | 33 | 3 | 18 | 31 | 28 | 7 | 23 | 207 | 60 | 480
2032 | 43 | 39 | 38 | 4 | 21 | 37 | 32 | 8 | 27 | 243 | 72 | 564
2033 | 50 | 45 | 45 | 5 | 25 | 43 | 39 | 9 | 31 | 283 | 83 | 658
2034 | 57 | 52 | 50 | 5 | 29 | 49 | 45 | 12 | 37 | 328 | 96 | 760
2035 | 66 | 60 | 57 | 6 | 32 | 57 | 51 | 13 | 41 | 374 | 110 | 867
2036 | 73 | 67 | 63 | 7 | 36 | 64 | 57 | 15 | 47 | 422 | 124 | 975
2037 | 82 | 75 | 71 | 8 | 40 | 70 | 64 | 16 | 52 | 470 | 138 | 1086
2038 | 90 | 82 | 80 | 8 | 45 | 78 | 70 | 18 | 57 | 520 | 152 | 1200
2039 | 99 | 90 | 86 | 9 | 48 | 85 | 77 | 20 | 63 | 570 | 166 | 1313
2040 | 107 | 97 | 93 | 10 | 52 | 92 | 83 | 22 | 69 | 617 | 179 | 1421
2041 | 114 | 104 | 101 | 10 | 56 | 99 | 90 | 23 | 73 | 665 | 193 | 1528
2042 | 121 | 111 | 105 | 12 | 60 | 105 | 96 | 25 | 78 | 711 | 205 | 1629
2043 | 130 | 119 | 113 | 12 | 64 | 112 | 103 | 27 | 84 | 763 | 220 | 1747
2044 | 139 | 127 | 121 | 13 | 68 | 120 | 110 | 29 | 91 | 821 | 236 | 1875
2045 | 147 | 134 | 129 | 14 | 73 | 127 | 117 | 30 | 97 | 874 | 250 | 1992
2046 | 155 | 142 | 135 | 14 | 76 | 134 | 124 | 32 | 102 | 923 | 264 | 2101
2047 | 162 | 148 | 141 | 14 | 80 | 140 | 130 | 33 | 107 | 970 | 276 | 2201
2048 | 168 | 154 | 150 | 15 | 82 | 145 | 135 | 35 | 112 | 1014 | 287 | 2297
2049 | 174 | 159 | 154 | 15 | 85 | 150 | 140 | 36 | 116 | 1053 | 297 | 2379
2050 | 179 | 165 | 158 | 15 | 88 | 154 | 144 | 37 | 120 | 1087 | 306 | 2453
2051 | 184 | 169 | 161 | 17 | 90 | 159 | 149 | 39 | 124 | 1122 | 316 | 2530
2052 | 188 | 173 | 165 | 17 | 92 | 163 | 153 | 39 | 128 | 1155 | 324 | 2597
2053 | 192 | 177 | 166 | 17 | 95 | 167 | 157 | 41 | 131 | 1186 | 332 | 2661
Note: Reflects end-use electrification of space conditioning, water heating, cooking, and other end-uses.

## I-13c-H
Table I-13c-H: Building Electrification Winter Coincident Peak Demand - Higher Demand Policy Scenario
Reflects Cumulative Future Impacts
Total Increase in Winter Coincident Peak Demand by Zone - MW
Year | A | B | C | D | E | F | G | H | I | J | K | NYCA
2023-24 | 59 | 63 | 44 | 3 | 29 | 60 | 37 | 6 | 15 | 198 | 80 | 594
2024-25 | 174 | 218 | 121 | 7 | 86 | 185 | 111 | 15 | 44 | 613 | 236 | 1810
2025-26 | 297 | 379 | 210 | 15 | 144 | 317 | 188 | 25 | 73 | 1054 | 400 | 3102
2026-27 | 432 | 555 | 300 | 22 | 209 | 464 | 275 | 36 | 107 | 1538 | 583 | 4521
2027-28 | 569 | 731 | 400 | 27 | 279 | 610 | 366 | 48 | 142 | 2036 | 771 | 5979
2028-29 | 727 | 925 | 511 | 36 | 354 | 778 | 466 | 62 | 184 | 2601 | 985 | 7629
2029-30 | 881 | 1111 | 626 | 44 | 431 | 943 | 570 | 76 | 225 | 3227 | 1201 | 9335
2030-31 | 1061 | 1326 | 753 | 52 | 521 | 1134 | 689 | 92 | 273 | 3889 | 1449 | 11239
2031-32 | 1253 | 1552 | 895 | 62 | 614 | 1339 | 815 | 111 | 325 | 4608 | 1715 | 13289
2032-33 | 1449 | 1777 | 1038 | 71 | 711 | 1546 | 948 | 129 | 379 | 5335 | 1988 | 15371
2033-34 | 1654 | 2008 | 1189 | 81 | 813 | 1760 | 1086 | 149 | 437 | 6095 | 2273 | 17545
2034-35 | 1886 | 2277 | 1359 | 93 | 929 | 2001 | 1245 | 172 | 501 | 6967 | 2597 | 20027
2035-36 | 2105 | 2528 | 1522 | 105 | 1038 | 2233 | 1394 | 193 | 565 | 7804 | 2907 | 22394
2036-37 | 2314 | 2762 | 1677 | 115 | 1142 | 2453 | 1540 | 217 | 625 | 8596 | 3203 | 24644
2037-38 | 2524 | 2998 | 1834 | 126 | 1247 | 2674 | 1689 | 241 | 688 | 9408 | 3503 | 26932
2038-39 | 2720 | 3216 | 1976 | 136 | 1345 | 2879 | 1828 | 260 | 747 | 10158 | 3781 | 29046
2039-40 | 2906 | 3424 | 2119 | 146 | 1436 | 3075 | 1960 | 281 | 802 | 10880 | 4049 | 31078
2040-41 | 3070 | 3606 | 2243 | 154 | 1519 | 3246 | 2081 | 301 | 853 | 11526 | 4287 | 32886
2041-42 | 3219 | 3774 | 2355 | 161 | 1594 | 3406 | 2193 | 321 | 899 | 12123 | 4505 | 34550
2042-43 | 3343 | 3914 | 2446 | 167 | 1656 | 3536 | 2287 | 339 | 938 | 12629 | 4689 | 35944
2043-44 | 3458 | 4046 | 2534 | 174 | 1712 | 3658 | 2377 | 355 | 975 | 13102 | 4857 | 37248
2044-45 | 3562 | 4166 | 2607 | 179 | 1764 | 3769 | 2459 | 368 | 1009 | 13532 | 5013 | 38428
2045-46 | 3656 | 4279 | 2680 | 183 | 1810 | 3873 | 2536 | 383 | 1040 | 13927 | 5155 | 39522
2046-47 | 3726 | 4362 | 2727 | 186 | 1844 | 3948 | 2595 | 393 | 1064 | 14230 | 5263 | 40338
2047-48 | 3777 | 4428 | 2766 | 189 | 1869 | 4009 | 2644 | 402 | 1084 | 14479 | 5348 | 40995
2048-49 | 3823 | 4489 | 2799 | 192 | 1892 | 4058 | 2688 | 411 | 1101 | 14701 | 5423 | 41577
2049-50 | 3874 | 4554 | 2834 | 194 | 1917 | 4117 | 2735 | 419 | 1119 | 14925 | 5504 | 42192
2050-51 | 3911 | 4605 | 2861 | 196 | 1934 | 4159 | 2774 | 425 | 1135 | 15110 | 5570 | 42680
2051-52 | 3943 | 4649 | 2885 | 197 | 1947 | 4197 | 2808 | 434 | 1148 | 15278 | 5625 | 43111
2052-53 | 3963 | 4681 | 2899 | 198 | 1957 | 4221 | 2836 | 438 | 1158 | 15410 | 5665 | 43426
2053-54 | 3983 | 4711 | 2911 | 198 | 1967 | 4246 | 2863 | 447 | 1168 | 15544 | 5704 | 43742
Note: Reflects end-use electrification of space heating, water heating, cooking, and other end-uses.

## I-13d
Table I-13d: Electrification Impacts by Scenario
Reflects Cumulative Impacts
NYCA Annual Energy Usage - GWh
Year | Baseline Forecast |  |  | Lower Demand Policy Scenario |  |  | Higher Demand Policy Scenario
| EV | Building | Total | EV | Building | Total | EV | Building | Total
2023 | 737 | 954 | 1691 | 677 | 1244 | 1921 | 810 | 1308 | 2118
2024 | 1112 | 1474 | 2586 | 986 | 2653 | 3639 | 1218 | 2803 | 4021
2025 | 1630 | 2253 | 3883 | 1378 | 4294 | 5672 | 1818 | 4547 | 6365
2026 | 2339 | 3212 | 5551 | 1894 | 6194 | 8088 | 2626 | 6574 | 9200
2027 | 3291 | 4447 | 7738 | 2575 | 8387 | 10962 | 3683 | 8924 | 12607
2028 | 4454 | 5856 | 10310 | 3400 | 10896 | 14296 | 4948 | 11623 | 16571
2029 | 5841 | 7551 | 13392 | 4380 | 13691 | 18071 | 6432 | 14646 | 21078
2030 | 7463 | 9485 | 16948 | 5531 | 16831 | 22362 | 8159 | 18054 | 26213
2031 | 9290 | 11658 | 20948 | 6856 | 20289 | 27145 | 10113 | 21822 | 31935
2032 | 11344 | 14209 | 25553 | 8383 | 24098 | 32481 | 12313 | 25991 | 38304
2033 | 13639 | 16986 | 30625 | 10133 | 28156 | 38289 | 14781 | 30458 | 45239
2034 | 16186 | 19950 | 36136 | 12090 | 32463 | 44553 | 17543 | 35224 | 52767
2035 | 18992 | 23082 | 42074 | 14209 | 36915 | 51124 | 20634 | 40183 | 60817
2036 | 21808 | 26413 | 48221 | 16387 | 41483 | 57870 | 23714 | 45298 | 69012
2037 | 24602 | 29706 | 54308 | 18551 | 45969 | 64520 | 26765 | 50372 | 77137
2038 | 27338 | 33035 | 60373 | 20658 | 50391 | 71049 | 29763 | 55410 | 85173
2039 | 29990 | 36292 | 66282 | 22683 | 54632 | 77315 | 32677 | 60291 | 92968
2040 | 32539 | 39453 | 71992 | 24614 | 58649 | 83263 | 35485 | 64976 | 100461
2041 | 34955 | 42289 | 77244 | 26434 | 62268 | 88702 | 38164 | 69270 | 107434
2042 | 37223 | 44893 | 82116 | 28137 | 65570 | 93707 | 40699 | 73246 | 113945
2043 | 39338 | 47176 | 86514 | 29714 | 68463 | 98177 | 43081 | 76820 | 119901
2044 | 41288 | 49229 | 90517 | 31158 | 71035 | 102193 | 45305 | 80064 | 125369
2045 | 43065 | 50868 | 93933 | 32451 | 73113 | 105564 | 47342 | 82800 | 130142
2046 | 44627 | 52280 | 96907 | 33575 | 74868 | 108443 | 49170 | 85203 | 134373
2047 | 45971 | 53415 | 99386 | 34514 | 76278 | 110792 | 50768 | 87242 | 138010
2048 | 47090 | 54440 | 101530 | 35265 | 77541 | 112806 | 52131 | 89124 | 141255
2049 | 47992 | 55110 | 103102 | 35830 | 78383 | 114213 | 53259 | 90564 | 143823
2050 | 48679 | 55654 | 104333 | 36216 | 79047 | 115263 | 54205 | 91815 | 146020
2051 | 49064 | 56074 | 105138 | 36393 | 79553 | 115946 | 54828 | 92878 | 147706
2052 | 49224 | 56479 | 105703 | 36392 | 79995 | 116387 | 55267 | 93860 | 149127
2053 | 49260 | 56652 | 105912 | 36296 | 80181 | 116477 | 55567 | 94562 | 150129
Note: Electric Vehicle annual energy usage from Tables I-1b, I-11b, I-15a, I-16a.
Includes light duty vehicles, medium and heavy duty vechiles, and buses.
Note: Building electrification annual energy usage from Tables I-1b, I-13a, I-15a, and I-16a.
Includes electrification of space heating, water heating, cooking, and other end uses.

## I-14-H
Table I-14-H: Large Loads Forecast - Higher Demand Policy Scenario
Reflects Cumulative Existing and Future Load Impacts of Large Load Projects
Annual Energy by Zone - GWh
Year | A | B | C | D | E | F | G | H | I | J | K | NYCA
2023 | 650 | 220 | 70 | 1270 | 130 | 0 | 0 | 0 | 0 | 0 | 0 | 2340
2024 | 1040 | 1300 | 420 | 1450 | 280 | 0 | 0 | 0 | 0 | 0 | 0 | 4490
2025 | 1400 | 1470 | 2010 | 1910 | 400 | 0 | 0 | 0 | 0 | 0 | 0 | 7190
2026 | 1560 | 1720 | 3610 | 2380 | 450 | 0 | 0 | 0 | 0 | 0 | 0 | 9720
2027 | 1780 | 2150 | 5610 | 3090 | 450 | 0 | 0 | 0 | 0 | 0 | 0 | 13080
2028 | 2050 | 2580 | 7290 | 3650 | 450 | 0 | 0 | 0 | 0 | 0 | 0 | 16020
2029 | 2280 | 2580 | 7620 | 4020 | 450 | 0 | 0 | 0 | 0 | 0 | 0 | 16950
2030 | 2360 | 2580 | 8040 | 4250 | 450 | 0 | 0 | 0 | 0 | 0 | 0 | 17680
2031 | 2360 | 2580 | 8040 | 4250 | 450 | 0 | 0 | 0 | 0 | 0 | 0 | 17680
2032 | 2360 | 2580 | 8460 | 4250 | 450 | 0 | 0 | 0 | 0 | 0 | 0 | 18100
2033 | 2360 | 2580 | 8460 | 4250 | 450 | 0 | 0 | 0 | 0 | 0 | 0 | 18100
Summer Peak Demand by Zone - MW
Year | A | B | C | D | E | F | G | H | I | J | K | NYCA
2023 | 95 | 0 | 0 | 166 | 0 | 0 | 0 | 0 | 0 | 0 | 0 | 261
2024 | 135 | 151 | 50 | 190 | 37 | 0 | 0 | 0 | 0 | 0 | 0 | 563
2025 | 180 | 175 | 240 | 250 | 50 | 0 | 0 | 0 | 0 | 0 | 0 | 895
2026 | 200 | 200 | 430 | 310 | 55 | 0 | 0 | 0 | 0 | 0 | 0 | 1195
2027 | 230 | 250 | 670 | 414 | 55 | 0 | 0 | 0 | 0 | 0 | 0 | 1619
2028 | 260 | 300 | 870 | 482 | 55 | 0 | 0 | 0 | 0 | 0 | 0 | 1967
2029 | 290 | 300 | 910 | 530 | 55 | 0 | 0 | 0 | 0 | 0 | 0 | 2085
2030 | 300 | 300 | 960 | 550 | 55 | 0 | 0 | 0 | 0 | 0 | 0 | 2165
2031 | 300 | 300 | 960 | 550 | 55 | 0 | 0 | 0 | 0 | 0 | 0 | 2165
2032 | 300 | 300 | 1010 | 550 | 55 | 0 | 0 | 0 | 0 | 0 | 0 | 2215
2033 | 300 | 300 | 1010 | 550 | 55 | 0 | 0 | 0 | 0 | 0 | 0 | 2215
Winter Peak Demand by Zone - MW
Year | A | B | C | D | E | F | G | H | I | J | K | NYCA
2023-24 | 100 | 151 | 50 | 179 | 30 | 0 | 0 | 0 | 0 | 0 | 0 | 510
2024-25 | 170 | 151 | 150 | 220 | 45 | 0 | 0 | 0 | 0 | 0 | 0 | 736
2025-26 | 190 | 200 | 340 | 280 | 55 | 0 | 0 | 0 | 0 | 0 | 0 | 1065
2026-27 | 215 | 225 | 550 | 340 | 55 | 0 | 0 | 0 | 0 | 0 | 0 | 1385
2027-28 | 245 | 275 | 770 | 434 | 55 | 0 | 0 | 0 | 0 | 0 | 0 | 1779
2028-29 | 275 | 300 | 890 | 492 | 55 | 0 | 0 | 0 | 0 | 0 | 0 | 2012
2029-30 | 295 | 300 | 940 | 540 | 55 | 0 | 0 | 0 | 0 | 0 | 0 | 2130
2030-31 | 300 | 300 | 960 | 550 | 55 | 0 | 0 | 0 | 0 | 0 | 0 | 2165
2031-32 | 300 | 300 | 990 | 550 | 55 | 0 | 0 | 0 | 0 | 0 | 0 | 2195
2032-33 | 300 | 300 | 1010 | 550 | 55 | 0 | 0 | 0 | 0 | 0 | 0 | 2215
2033-34 | 300 | 300 | 1010 | 550 | 55 | 0 | 0 | 0 | 0 | 0 | 0 | 2215
Notes:
Forecasts for 2034 onward match the final year forecasts in these tables.
These forecast values are embedded in the final annual energy, summer peak, and winter peak demand forecasts.
Table IV-7 lists the NYISO Interconnection Queue information for proposed interconnecting large loads. These forecast tables do not necessarily reflect the proposed date and MW values listed in Table IV-7, and include impacts for load projects not listed in the NYISO IQ as of March 15, 2023.

## I-21-H
Table I-21-H: Electrolysis Higher Demand Policy Scenario
Reflects Impacts of Clean Hydrogen Production
Total Annual Energy Usage by Zone - GWh
Year | A | B | C | D | E | F | G | H | I | J | K | NYCA
2023 | 0 | 0 | 0 | 0 | 0 | 0 | 0 | 0 | 0 | 0 | 0 | 0
2024 | 0 | 0 | 0 | 0 | 0 | 0 | 0 | 0 | 0 | 0 | 0 | 0
2025 | 155 | 82 | 265 | 100 | 173 | 82 | 55 | 0 | 0 | 0 | 0 | 912
2026 | 223 | 118 | 380 | 144 | 249 | 118 | 79 | 0 | 0 | 0 | 0 | 1311
2027 | 320 | 169 | 545 | 207 | 357 | 169 | 113 | 0 | 0 | 0 | 0 | 1880
2028 | 462 | 245 | 789 | 299 | 517 | 245 | 163 | 0 | 0 | 0 | 0 | 2720
2029 | 641 | 339 | 1093 | 415 | 716 | 339 | 226 | 0 | 0 | 0 | 0 | 3769
2030 | 846 | 448 | 1443 | 547 | 945 | 448 | 298 | 0 | 0 | 0 | 0 | 4975
2031 | 1048 | 555 | 1788 | 678 | 1171 | 555 | 370 | 0 | 0 | 0 | 0 | 6165
2032 | 1245 | 659 | 2125 | 806 | 1392 | 659 | 440 | 0 | 0 | 0 | 0 | 7326
2033 | 1436 | 760 | 2450 | 929 | 1605 | 760 | 507 | 0 | 0 | 0 | 0 | 8447
2034 | 1627 | 861 | 2776 | 1053 | 1819 | 861 | 574 | 0 | 0 | 0 | 0 | 9571
2035 | 1852 | 980 | 3159 | 1198 | 2069 | 980 | 653 | 0 | 0 | 0 | 0 | 10891
2036 | 2141 | 1133 | 3652 | 1385 | 2393 | 1133 | 756 | 0 | 0 | 0 | 0 | 12593
2037 | 2528 | 1338 | 4312 | 1635 | 2825 | 1338 | 892 | 0 | 0 | 0 | 0 | 14868
2038 | 2979 | 1577 | 5082 | 1928 | 3330 | 1577 | 1052 | 0 | 0 | 0 | 0 | 17525
2039 | 3446 | 1824 | 5878 | 2230 | 3851 | 1824 | 1216 | 0 | 0 | 0 | 0 | 20269
2040 | 3877 | 2052 | 6613 | 2508 | 4333 | 2052 | 1368 | 0 | 0 | 0 | 0 | 22803
2041 | 4256 | 2253 | 7261 | 2754 | 4757 | 2253 | 1502 | 0 | 0 | 0 | 0 | 25036
2042 | 4606 | 2438 | 7857 | 2980 | 5148 | 2438 | 1626 | 0 | 0 | 0 | 0 | 27093
2043 | 4938 | 2614 | 8424 | 3195 | 5519 | 2614 | 1743 | 0 | 0 | 0 | 0 | 29047
2044 | 5255 | 2782 | 8964 | 3400 | 5873 | 2782 | 1855 | 0 | 0 | 0 | 0 | 30911
2045 | 5538 | 2932 | 9447 | 3583 | 6189 | 2932 | 1955 | 0 | 0 | 0 | 0 | 32576
2046 | 5782 | 3061 | 9864 | 3742 | 6463 | 3061 | 2041 | 0 | 0 | 0 | 0 | 34014
2047 | 5998 | 3176 | 10232 | 3881 | 6704 | 3176 | 2117 | 0 | 0 | 0 | 0 | 35284
2048 | 6198 | 3281 | 10572 | 4010 | 6927 | 3281 | 2187 | 0 | 0 | 0 | 0 | 36456
2049 | 6387 | 3381 | 10896 | 4133 | 7138 | 3381 | 2254 | 0 | 0 | 0 | 0 | 37570
2050 | 6566 | 3476 | 11200 | 4248 | 7338 | 3476 | 2317 | 0 | 0 | 0 | 0 | 38621
2051 | 6737 | 3567 | 11493 | 4359 | 7530 | 3567 | 2378 | 0 | 0 | 0 | 0 | 39631
2052 | 6905 | 3655 | 11778 | 4468 | 7717 | 3655 | 2437 | 0 | 0 | 0 | 0 | 40615
2053 | 7072 | 3744 | 12064 | 4576 | 7904 | 3744 | 2496 | 0 | 0 | 0 | 0 | 41600
Note: Reflects Climate Action Council Integration Analysis Scenario 2 electrolysis forecast for hydrogen production (50% in-state and 50% out-of-state),
discounted to reflect 100% LDV EV sales saturation in the Higher Demand Policy Scenario beginning in 2035.