## I-1a
Table I-1a: NYCA Baseline Energy and Demand Forecasts
Reflects Impacts of Energy Saving Programs & Behind-the-Meter Generation
2023 Long Term Forecast1 - 2023 to 2053
Energy - GWh |  |  |  | Summer Peak Demand2 - MW |  |  |  | Winter Peak Demand2 - MW
Year | Low3 | Baseline4 | High3 | Year | Low3 | Baseline4, 5 | High3 | Year | Low3 | Baseline4 | High3
2022 |  | 152058 |  | 2022 |  | 31709 |  | 2022-23 |  | 23674
2023 | 150510 | 151780 | 150950 | 2023 | 31680 | 32048 | 31950 | 2023-24 | 24030 | 24220 | 24220
2024 | 150540 | 152140 | 151750 | 2024 | 31670 | 32280 | 32250 | 2024-25 | 24780 | 24530 | 25220
2025 | 150260 | 152390 | 153430 | 2025 | 31450 | 32390 | 32340 | 2025-26 | 25730 | 25100 | 26490
2026 | 150640 | 153250 | 155160 | 2026 | 31150 | 32440 | 32400 | 2026-27 | 26690 | 25700 | 27920
2027 | 150550 | 153780 | 158770 | 2027 | 30660 | 32410 | 32630 | 2027-28 | 27530 | 26300 | 29440
2028 | 150900 | 154390 | 163180 | 2028 | 30180 | 32310 | 32840 | 2028-29 | 28520 | 26990 | 31080
2029 | 151970 | 155530 | 166640 | 2029 | 29820 | 32300 | 33080 | 2029-30 | 29710 | 27920 | 32790
2030 | 154550 | 157660 | 171480 | 2030 | 29610 | 32490 | 33420 | 2030-31 | 31100 | 28970 | 34760
2031 | 157480 | 160100 | 176620 | 2031 | 29560 | 32750 | 33900 | 2031-32 | 32660 | 30160 | 36960
2032 | 161190 | 163260 | 183050 | 2032 | 29590 | 33110 | 34380 | 2032-33 | 34290 | 31530 | 39290
2033 | 165630 | 167220 | 189940 | 2033 | 29690 | 33520 | 34950 | 2033-34 | 35980 | 32980 | 41720
2034 | 170910 | 171840 | 197800 | 2034 | 29850 | 34010 | 35610 | 2034-35 | 38070 | 34760 | 44700
2035 | 176690 | 176910 | 206360 | 2035 | 30050 | 34540 | 36340 | 2035-36 | 40120 | 36600 | 47630
2036 | 182590 | 182200 | 215500 | 2036 | 30260 | 35040 | 37120 | 2036-37 | 41920 | 38310 | 50350
2037 | 188530 | 187580 | 225390 | 2037 | 30500 | 35510 | 37920 | 2037-38 | 43840 | 40120 | 53240
2038 | 194500 | 193060 | 235740 | 2038 | 30750 | 36030 | 38730 | 2038-39 | 45560 | 41850 | 55940
2039 | 200500 | 198670 | 246220 | 2039 | 31000 | 36500 | 39650 | 2039-40 | 47040 | 43380 | 58360
2040 | 206110 | 204030 | 256250 | 2040 | 31250 | 36930 | 40550 | 2040-41 | 48330 | 44800 | 60610
2041 | 211130 | 208910 | 265360 | 2041 | 31490 | 37350 | 41410 | 2041-42 | 49430 | 46030 | 62670
2042 | 215680 | 213380 | 273870 | 2042 | 31720 | 37740 | 42110 | 2042-43 | 50110 | 46930 | 64250
2043 | 219800 | 217500 | 281970 | 2043 | 31950 | 38090 | 42760 | 2043-44 | 50900 | 47870 | 65910
2044 | 223230 | 221090 | 289360 | 2044 | 32160 | 38420 | 43390 | 2044-45 | 51540 | 48730 | 67480
2045 | 226080 | 224200 | 296000 | 2045 | 32350 | 38740 | 43980 | 2045-46 | 52040 | 49440 | 68870
2046 | 228220 | 226750 | 301790 | 2046 | 32510 | 39020 | 44530 | 2046-47 | 52280 | 50030 | 69980
2047 | 229980 | 229070 | 307120 | 2047 | 32640 | 39290 | 45040 | 2047-48 | 52260 | 50390 | 70740
2048 | 231330 | 230990 | 311920 | 2048 | 32750 | 39560 | 45560 | 2048-49 | 52170 | 50700 | 71540
2049 | 232070 | 232370 | 316020 | 2049 | 32870 | 39800 | 46060 | 2049-50 | 52170 | 51060 | 72410
2050 | 232300 | 233350 | 319600 | 2050 | 32960 | 40010 | 46540 | 2050-51 | 51980 | 51260 | 73070
2051 | 232400 | 234220 | 322960 | 2051 | 33020 | 40210 | 46960 | 2051-52 | 51630 | 51250 | 73460
2052 | 232200 | 234740 | 325920 | 2052 | 33060 | 40320 | 47330 | 2052-53 | 51400 | 51410 | 73950
2053 | 231750 | 235020 | 328580 | 2053 | 33070 | 40410 | 47510 | 2053-54 | 50800 | 51190 | 74090
Average Annual Growth - Percent
Period | Low | Baseline | High | Period | Low | Baseline | High | Period | Low | Baseline | High
2023-28 | 0.05182% | 0.3439% | 1.62% | 2023-28 | -0.947% | 0.1635% | 0.5571% | 2023-28 | 3.737% | 2.287% | 5.665%
2028-33 | 1.952% | 1.662% | 3.28% | 2028-33 | -0.3247% | 0.749% | 1.285% | 2028-33 | 5.231% | 4.439% | 6.847%
2033-38 | 3.486% | 3.091% | 4.823% | 2033-38 | 0.714% | 1.498% | 2.163% | 2033-38 | 5.325% | 5.379% | 6.817%
2038-43 | 2.602% | 2.532% | 3.922% | 2038-43 | 0.7805% | 1.143% | 2.081% | 2038-43 | 2.344% | 2.877% | 3.565%
2023-33 | 1.005% | 1.017% | 2.583% | 2023-33 | -0.6282% | 0.4593% | 0.939% | 2023-33 | 4.973% | 3.617% | 7.225%
2033-43 | 3.271% | 3.007% | 4.845% | 2033-43 | 0.7612% | 1.363% | 2.235% | 2033-43 | 4.147% | 4.515% | 5.798%
2043-53 | 0.5437% | 0.8055% | 1.653% | 2043-53 | 0.3505% | 0.6091% | 1.111% | 2043-53 | -0.01965% | 0.6935% | 1.241%
2023-43 | 2.302% | 2.165% | 4.34% | 2023-43 | 0.04261% | 0.9426% | 1.692% | 2023-43 | 5.591% | 4.882% | 8.607%
2023-53 | 1.799% | 1.828% | 3.922% | 2023-53 | 0.1463% | 0.8697% | 1.623% | 2023-53 | 3.713% | 3.712% | 6.863%
Notes
1. All results in the Section I tables include transmission & distribution losses.
2. Summer Capability period is from May 1 to October 31. Winter Capability period is from November 1 of the current year to April 30 of the next year.
3. The low and high columns reflect the lower demand policy scenario and higher demand policy scenario forecasts under expected weather conditions, which are summarized in Tables I-15 and I-16.
These do not reflect the 90th and 10th percentile forecasts due to weather, which are found in Tables I-6 and I-7.
4. Energy and peak figures for 2022 are weather-normalized. The values for the actual annual energy, summer peak, and winter peak are reported in Tables I-2, I-3a, and I-3b respectively.
5. The 2023 NYCA summer peak forecast is the same as the 2023 ICAP forecast.

## Graphs
Figure I-1: NYCA Energy Forecasts – Annual Energy, GWh
Figure I-2: NYCA Summer Peak Forecasts – Coincident Peak, MW
Figure I-3: NYCA Winter Peak Forecasts – Coincident Peak, MW
Figure I-4: NYCA Baseline Peak Forecast Comparison – Coincident Peak, MW

## I-15
Table I-15a: Summary of NYCA Lower Demand Policy Scenario Annual Energy Forecasts - GWh | [11 empty] | Table I-15b: Summary of NYCA Lower Demand Policy Scenario Summer Coincident Peak Demand Forecasts - MW | [11 empty] | Table I-15c: Summary of NYCA Lower Demand Policy Scenario Winter Coincident Peak Demand Forecasts - MW
Reflects Achievement of State Policy Targets | [11 empty] | Reflects Achievement of State Policy Targets | [11 empty] | Reflects Achievement of State Policy Targets
Year | (a) | (b) | (c) | (d) | (e) | (f) | (g) | (h) | (i) | (j) | (k) | Year | (a) | (b) | (c) | (d) | (e) | (f) | (g) | (h) | (i) | (j) | (k) | Year | (a) | (b) | (c) | (d) | (e) | (f) | (g) | (h) | (i) | (j) | (k)
|  | (-) | = a - b | (-) | (-) | (+) | (+) | (+) | (+) | (+) | = c-d-e+f+g+h+i+j |  |  | (-) | = a - b | (-) | (-) | (-) | (+) | (+) | (+) | (+) | = c-d-e-f+g+h+i+j |  |  | (-) | = a - b | (-) | (-) | (-) | (+) | (+) | (+) | (+) | = c-d-e-f+g+h+i+j
| Econometric Energy | EE and C&S | End-Use Energy | Solar PV, BTM | Non-Solar DG, BTM | Storage Net Energy Consumption | EV Energy | Building Electrification | Large Load Projects | Electrolysis | Lower Demand Scenario Annual Energy Forecast |  | Econometric Peak Demand | EE and C&S | End-Use Peak Demand | Solar PV, BTM | Non-Solar DG, BTM | BTM Storage Peak Reductions | EV Peak Demand | Building Electrification | Large Load Projects | Electrolysis | Lower Demand Scenario Summer Peak Forecast |  | Econometric Peak Demand | EE and C&S | End-Use Peak Demand | Solar PV, BTM | Non-Solar DG, BTM | BTM Storage Peak Reductions | EV Peak Demand | Building Electrification | Large Load Projects | Electrolysis | Lower Demand Scenario Winter Peak Forecast
2023 | 157090 | 3600 | 153490 | 5329 | 1969 | 57 | 677 | 1244 | 2340 | 0 | 150510 | 2023 | 33653 | 690 | 32963 | 1113 | 342 | 234 | 72 | 73 | 261 | 0 | 31680 | 2023-24 | 24034 | 590 | 23444 | 0 | 342 | 234 | 99 | 563 | 500 | 0 | 24030
2024 | 158611 | 7350 | 151261 | 6529 | 2130 | 159 | 986 | 2653 | 4140 | 0 | 150540 | 2024 | 34140 | 1340 | 32800 | 1133 | 367 | 351 | 105 | 99 | 517 | 0 | 31670 | 2024-25 | 24150 | 1140 | 23010 | 0 | 367 | 351 | 141 | 1712 | 635 | 0 | 24780
2025 | 159255 | 11410 | 147845 | 7719 | 2186 | 247 | 1378 | 4294 | 6180 | 221 | 150260 | 2025 | 34511 | 2110 | 32401 | 1165 | 376 | 453 | 146 | 133 | 764 | 0 | 31450 | 2025-26 | 24271 | 1740 | 22531 | 0 | 376 | 453 | 194 | 2930 | 904 | 0 | 25730
2026 | 159969 | 15430 | 144539 | 8834 | 2246 | 374 | 1894 | 6194 | 8240 | 479 | 150640 | 2026 | 34791 | 2880 | 31911 | 1190 | 387 | 557 | 198 | 171 | 1004 | 0 | 31150 | 2026-27 | 24446 | 2380 | 22066 | 0 | 387 | 557 | 264 | 4260 | 1044 | 0 | 26690
2027 | 160702 | 19410 | 141292 | 9827 | 2309 | 573 | 2575 | 8387 | 9020 | 839 | 150550 | 2027 | 35071 | 3740 | 31331 | 1202 | 398 | 671 | 263 | 219 | 1118 | 0 | 30660 | 2027-28 | 24526 | 3020 | 21506 | 0 | 398 | 671 | 355 | 5620 | 1118 | 0 | 27530
2028 | 161517 | 23180 | 138337 | 10654 | 2367 | 678 | 3400 | 10896 | 9310 | 1300 | 150900 | 2028 | 35346 | 4540 | 30806 | 1201 | 408 | 780 | 345 | 272 | 1146 | 0 | 30180 | 2028-29 | 24594 | 3650 | 20944 | 0 | 408 | 780 | 466 | 7152 | 1146 | 0 | 28520
2029 | 162179 | 26690 | 135489 | 11343 | 2411 | 781 | 4380 | 13691 | 9530 | 1853 | 151970 | 2029 | 35664 | 5320 | 30344 | 1186 | 417 | 871 | 446 | 330 | 1174 | 0 | 29820 | 2029-30 | 24717 | 4250 | 20467 | 0 | 417 | 871 | 599 | 8728 | 1204 | 0 | 29710
2030 | 162968 | 29710 | 133258 | 12024 | 2446 | 881 | 5531 | 16831 | 10030 | 2489 | 154550 | 2030 | 35900 | 5930 | 29970 | 1177 | 422 | 943 | 562 | 396 | 1224 | 0 | 29610 | 2030-31 | 24815 | 4810 | 20005 | 0 | 422 | 943 | 756 | 10480 | 1224 | 0 | 31100
2031 | 163880 | 32520 | 131360 | 12681 | 2503 | 975 | 6856 | 20289 | 10030 | 3154 | 157480 | 2031 | 36305 | 6540 | 29765 | 1161 | 433 | 1002 | 700 | 467 | 1224 | 0 | 29560 | 2031-32 | 24926 | 5350 | 19576 | 0 | 433 | 1002 | 940 | 12355 | 1224 | 0 | 32660
2032 | 164841 | 35200 | 129641 | 13330 | 2540 | 1066 | 8383 | 24098 | 10030 | 3842 | 161190 | 2032 | 36718 | 7130 | 29588 | 1143 | 439 | 1048 | 861 | 547 | 1224 | 0 | 29590 | 2032-33 | 25076 | 5930 | 19146 | 0 | 439 | 1048 | 1154 | 14253 | 1224 | 0 | 34290
2033 | 165895 | 37680 | 128215 | 14012 | 2586 | 1159 | 10133 | 28156 | 10030 | 4535 | 165630 | 2033 | 37094 | 7650 | 29444 | 1118 | 448 | 1092 | 1044 | 636 | 1224 | 0 | 29690 | 2033-34 | 25156 | 6480 | 18676 | 0 | 448 | 1092 | 1397 | 16223 | 1224 | 0 | 35980
2034 | 167090 | 40020 | 127070 | 14649 | 2622 | 1249 | 12090 | 32463 | 10030 | 5279 | 170910 | 2034 | 37504 | 8190 | 29314 | 1084 | 453 | 1132 | 1250 | 731 | 1224 | 0 | 29850 | 2034-35 | 25359 | 7060 | 18299 | 0 | 453 | 1132 | 1673 | 18459 | 1224 | 0 | 38070
2035 | 168187 | 42260 | 125927 | 15233 | 2656 | 1341 | 14209 | 36915 | 10030 | 6157 | 176690 | 2035 | 37875 | 8680 | 29195 | 1044 | 458 | 1169 | 1473 | 829 | 1224 | 0 | 30050 | 2035-36 | 25612 | 7640 | 17972 | 0 | 458 | 1169 | 1975 | 20576 | 1224 | 0 | 40120
2036 | 169114 | 44330 | 124784 | 15777 | 2682 | 1430 | 16387 | 41483 | 10030 | 6935 | 182590 | 2036 | 38193 | 9130 | 29063 | 997 | 463 | 1202 | 1705 | 930 | 1224 | 0 | 30260 | 2036-37 | 25744 | 8240 | 17504 | 0 | 463 | 1202 | 2284 | 22573 | 1224 | 0 | 41920
2037 | 170036 | 46260 | 123776 | 16280 | 2714 | 1521 | 18551 | 45969 | 10030 | 7677 | 188530 | 2037 | 38495 | 9540 | 28955 | 944 | 469 | 1235 | 1937 | 1032 | 1224 | 0 | 30500 | 2037-38 | 25984 | 8840 | 17144 | 0 | 469 | 1235 | 2594 | 24582 | 1224 | 0 | 43840
2038 | 171048 | 48150 | 122898 | 16746 | 2757 | 1610 | 20658 | 50391 | 10030 | 8416 | 194500 | 2038 | 38800 | 9940 | 28860 | 891 | 476 | 1264 | 2162 | 1135 | 1224 | 0 | 30750 | 2038-39 | 26249 | 9490 | 16759 | 0 | 476 | 1264 | 2898 | 26419 | 1224 | 0 | 45560
2039 | 172276 | 50000 | 122276 | 17185 | 2778 | 1699 | 22683 | 54632 | 10030 | 9143 | 200500 | 2039 | 39110 | 10350 | 28760 | 830 | 480 | 1291 | 2382 | 1235 | 1224 | 0 | 31000 | 2039-40 | 26372 | 10140 | 16232 | 0 | 480 | 1291 | 3193 | 28162 | 1224 | 0 | 47040
2040 | 173547 | 51960 | 121587 | 17583 | 2816 | 1787 | 24614 | 58649 | 10030 | 9842 | 206110 | 2040 | 39395 | 10710 | 28685 | 767 | 487 | 1324 | 2589 | 1330 | 1224 | 0 | 31250 | 2040-41 | 26571 | 10810 | 15761 | 0 | 487 | 1324 | 3470 | 29686 | 1224 | 0 | 48330
2041 | 174736 | 53910 | 120826 | 17959 | 2848 | 1879 | 26434 | 62268 | 10030 | 10500 | 211130 | 2041 | 39706 | 11100 | 28606 | 707 | 492 | 1354 | 2790 | 1423 | 1224 | 0 | 31490 | 2041-42 | 26742 | 11490 | 15252 | 0 | 492 | 1354 | 3739 | 31061 | 1224 | 0 | 49430
2042 | 175886 | 55840 | 120046 | 18310 | 2873 | 1967 | 28137 | 65570 | 10030 | 11113 | 215680 | 2042 | 39975 | 11440 | 28535 | 648 | 497 | 1379 | 2974 | 1511 | 1224 | 0 | 31720 | 2042-43 | 26793 | 12200 | 14593 | 0 | 497 | 1379 | 3989 | 32180 | 1224 | 0 | 50110
2043 | 176904 | 57530 | 119374 | 18623 | 2889 | 2056 | 29714 | 68463 | 10030 | 11675 | 219800 | 2043 | 40238 | 11770 | 28468 | 593 | 500 | 1407 | 3148 | 1610 | 1224 | 0 | 31950 | 2043-44 | 26991 | 12830 | 14161 | 0 | 500 | 1407 | 4222 | 33200 | 1224 | 0 | 50900
2044 | 177762 | 59250 | 118512 | 18916 | 2920 | 2144 | 31158 | 71035 | 10030 | 12187 | 223230 | 2044 | 40429 | 12040 | 28389 | 540 | 505 | 1435 | 3309 | 1718 | 1224 | 0 | 32160 | 2044-45 | 27232 | 13510 | 13722 | 0 | 505 | 1435 | 4436 | 34098 | 1224 | 0 | 51540
2045 | 178686 | 60970 | 117716 | 19182 | 2949 | 2231 | 32451 | 73113 | 10030 | 12670 | 226080 | 2045 | 40636 | 12310 | 28326 | 494 | 510 | 1461 | 3450 | 1815 | 1224 | 0 | 32350 | 2045-46 | 27440 | 14190 | 13250 | 0 | 510 | 1461 | 4633 | 34904 | 1224 | 0 | 52040
2046 | 179395 | 62640 | 116755 | 19442 | 2963 | 2321 | 33575 | 74868 | 10030 | 13076 | 228220 | 2046 | 40845 | 12590 | 28255 | 453 | 513 | 1484 | 3579 | 1902 | 1224 | 0 | 32510 | 2046-47 | 27674 | 14870 | 12804 | 0 | 513 | 1484 | 4801 | 35448 | 1224 | 0 | 52280
2047 | 180429 | 64450 | 115979 | 19674 | 2980 | 2410 | 34514 | 76278 | 10030 | 13423 | 229980 | 2047 | 41054 | 12860 | 28194 | 422 | 516 | 1505 | 3684 | 1981 | 1224 | 0 | 32640 | 2047-48 | 27858 | 15590 | 12268 | 0 | 516 | 1505 | 4945 | 35844 | 1224 | 0 | 52260
2048 | 181452 | 66270 | 115182 | 19889 | 3015 | 2496 | 35265 | 77541 | 10030 | 13720 | 231330 | 2048 | 41256 | 13110 | 28146 | 393 | 522 | 1528 | 3769 | 2054 | 1224 | 0 | 32750 | 2048-49 | 28068 | 16310 | 11758 | 0 | 522 | 1528 | 5062 | 36176 | 1224 | 0 | 52170
2049 | 182392 | 68020 | 114372 | 20069 | 3026 | 2583 | 35830 | 78383 | 10030 | 13967 | 232070 | 2049 | 41524 | 13380 | 28144 | 376 | 524 | 1547 | 3834 | 2115 | 1224 | 0 | 32870 | 2049-50 | 28376 | 17030 | 11346 | 0 | 524 | 1547 | 5152 | 36519 | 1224 | 0 | 52170
2050 | 183233 | 69770 | 113463 | 20252 | 3043 | 2670 | 36216 | 79047 | 10030 | 14169 | 232300 | 2050 | 41784 | 13630 | 28154 | 369 | 527 | 1570 | 3881 | 2167 | 1224 | 0 | 32960 | 2050-51 | 28612 | 17720 | 10892 | 0 | 527 | 1570 | 5217 | 36744 | 1224 | 0 | 51980
2051 | 184405 | 71550 | 112855 | 20427 | 3069 | 2758 | 36393 | 79553 | 10030 | 14307 | 232400 | 2051 | 42015 | 13860 | 28155 | 364 | 531 | 1588 | 3905 | 2219 | 1224 | 0 | 33020 | 2051-52 | 28734 | 18380 | 10354 | 0 | 531 | 1588 | 5246 | 36925 | 1224 | 0 | 51630
2052 | 185457 | 73310 | 112147 | 20505 | 3097 | 2845 | 36392 | 79995 | 10030 | 14393 | 232200 | 2052 | 42234 | 14070 | 28164 | 358 | 537 | 1606 | 3908 | 2265 | 1224 | 0 | 33060 | 2052-53 | 29113 | 19060 | 10053 | 0 | 537 | 1606 | 5255 | 37011 | 1224 | 0 | 51400
2053 | 186587 | 75020 | 111567 | 20588 | 3110 | 2932 | 36296 | 80181 | 10030 | 14442 | 231750 | 2053 | 42473 | 14320 | 28153 | 355 | 538 | 1623 | 3902 | 2307 | 1224 | 0 | 33070 | 2053-54 | 29132 | 19730 | 9402 | 0 | 538 | 1623 | 5246 | 37089 | 1224 | 0 | 50800
(a) - Econometric Energy Forecast - Reflects impacts of projected weather trends and economic growth | [11 empty] | (a) - Econometric Summer Peak Demand - Reflects impacts of projected weather trends and economic growth | [11 empty] | (a) - Econometric Winter Peak Demand - Reflects impacts of projected weather trendsand economic growth
(b) - Table I-8a-L: Energy Efficiency and Codes & Standards Energy Impacts, Relative to 2022 | [11 empty] | (b) - Table I-8b-L: Energy Efficiency and Codes & Standards Summer Coincident Peak Demand Reductions, Relative to 2022 | [11 empty] | (b) - Table I-8c-L: Energy Efficiency and Codes & Standards Winter Coincident Peak Demand Reductions, Relative to 2022-23
(c) - End-Use Energy Consumption - Reflects projected end use energy consumption | [11 empty] | (c) - End-Use Summer Peak Demand - Reflects projected end use summer coincident peak demand | [11 empty] | (c) - End-Use Winter Peak Demand - Reflects projected end use winter coincident peak demand
(d) - Table I-9b-L: Solar PV Impacts, Behind-the-Meter - Total Reductions in Annual Energy | [11 empty] | (d) - Table I-9c-L: Solar PV Impacts, Behind-the-Meter, Total Reductions in Summer Coincident Peak Demand | [11 empty] | (d) - The forecast of solar PV-related reductions to the winter peak is zero because the system typically peaks after sunset
(e) - Table I-10b-L: Non-Solar Distributed Generation Impacts, Behind-the-Meter - Total Reductions in Annual Energy | [11 empty] | (e) - Table I-10c-L: Non-Solar Distributed Generation Impacts, Behind-the-Meter, Total Reductions in Coincident Peak Demand | [11 empty] | (e) - Table I-10c-L: Non-Solar Distributed Generation Impacts, Behind-the-Meter, Total Reductions in Coincident Peak Demand
(f) - Table I-12b-L: Storage Annual Net Energy Consumption, both wholesale and behind-the-meter (pumped storage is not included - see Table III-2 for current resources) | [11 empty] | (f) - Table I-12c-L: Storage Impacts, Behind-the-Meter, Reductions in Coincident Peak Demand (pumped storage is not included - see Table III-2 for current resources) | [11 empty] | (f) - Table I-12c-L: Storage Impacts, Behind-the-Meter, Reductions in Coincident Peak Demand (pumped storage is not included - see Table III-2 for current resources)
(g) - Table I-11b-L: Electric Vehicle Energy Usage | [11 empty] | (g) - Table I-11c-L: Electric Vehicle Summer Coincident Peak Demand | [11 empty] | (g) - Table I-11d-L: Electric Vehicle Winter Coincident Peak Demand
(h) - Table I-13a-L: Building Electrification Energy Usage - future end-use electrification including heat pumps, water heating, cooking, and other end-uses | [11 empty] | (h) - Table I-13b-L: Building Electrification Summer Coincident Peak Demand - future end-use electrification including heat pumps, water heating, cooking, and other end-uses | [11 empty] | (h) - Table I-13c-L: Building Electrification Winter Coincident Peak Demand - future end-use electrification including heat pumps, water heating, cooking, and other end-uses
(i) - Table I-14-L: Large Loads Forecast - reflects existing plus future load growth | [11 empty] | (i) - Table I-14-L: Large Loads Forecast - reflects existing plus future load growth | [11 empty] | (i) - Table I-14-L: Large Loads Forecast - reflects existing plus future load growth
(j) - Table I-21-L: Electrolysis Annual Energy Impacts | [11 empty] | (j) - There are no electrolysis peak demand impacts as hydrogen production is expected to occur non-coincident with system peak electric load | [11 empty] | (j) - There are no electrolysis peak demand impacts as hydrogen production is expected to occur non-coincident with system peak electric load
(k) - Table I-2-L: Lower Demand Policy Scenario Annual Energy Forecast | [11 empty] | (k) - Table I-3a-L: Lower Demand Policy Scenario Summer Coincident Peak Demand Forecast | [11 empty] | (k) - Table I-3b-L: Lower Demand Policy Scenario Winter Coincident Peak Demand Forecast

## I-2-L
Table I-2-L: Lower Demand Policy Scenario Annual Energy Forecast
Reflects Impacts of Energy Saving Programs & Behind-the-Meter Generation
Annual Energy by Zone - GWh
Year | A | B | C | D | E | F | G | H | I | J | K | NYCA
2023 | 14820 | 9760 | 15140 | 5920 | 7360 | 11650 | 9080 | 2780 | 5520 | 48800 | 19680 | 150510
2024 | 14760 | 10670 | 15040 | 5900 | 7230 | 11540 | 8930 | 2750 | 5460 | 48530 | 19730 | 150540
2025 | 14570 | 10680 | 16200 | 5850 | 7110 | 11430 | 8820 | 2720 | 5340 | 47780 | 19760 | 150260
2026 | 14480 | 10800 | 17470 | 5840 | 6980 | 11380 | 8720 | 2670 | 5270 | 47250 | 19780 | 150640
2027 | 14510 | 10730 | 17720 | 6080 | 6910 | 11460 | 8630 | 2650 | 5180 | 46900 | 19780 | 150550
2028 | 14630 | 10730 | 17640 | 6360 | 6910 | 11560 | 8610 | 2670 | 5160 | 46760 | 19870 | 150900
2029 | 14710 | 10810 | 17730 | 6620 | 6990 | 11780 | 8700 | 2680 | 5140 | 46700 | 20110 | 151970
2030 | 14930 | 11000 | 18380 | 6770 | 7170 | 12070 | 8850 | 2710 | 5200 | 47030 | 20440 | 154550
2031 | 15210 | 11260 | 18680 | 6870 | 7420 | 12420 | 9070 | 2750 | 5260 | 47610 | 20930 | 157480
2032 | 15630 | 11590 | 19090 | 6960 | 7700 | 12830 | 9410 | 2820 | 5350 | 48320 | 21490 | 161190
2033 | 16110 | 11950 | 19530 | 7030 | 8000 | 13250 | 9770 | 2880 | 5510 | 49490 | 22110 | 165630
2034 | 16660 | 12350 | 20020 | 7140 | 8360 | 13720 | 10200 | 2960 | 5690 | 50980 | 22830 | 170910
2035 | 17310 | 12830 | 20650 | 7280 | 8790 | 14280 | 10690 | 3060 | 5870 | 52300 | 23630 | 176690
2036 | 17960 | 13310 | 21270 | 7400 | 9200 | 14850 | 11180 | 3150 | 6060 | 53710 | 24500 | 182590
2037 | 18600 | 13790 | 21890 | 7510 | 9630 | 15440 | 11690 | 3250 | 6240 | 55160 | 25330 | 188530
2038 | 19200 | 14250 | 22490 | 7620 | 10050 | 15980 | 12190 | 3340 | 6440 | 56780 | 26160 | 194500
2039 | 19800 | 14710 | 23120 | 7720 | 10460 | 16550 | 12680 | 3420 | 6660 | 58420 | 26960 | 200500
2040 | 20340 | 15130 | 23660 | 7830 | 10840 | 17050 | 13130 | 3500 | 6870 | 60070 | 27690 | 206110
2041 | 20820 | 15500 | 24150 | 7920 | 11180 | 17510 | 13530 | 3570 | 7050 | 61550 | 28350 | 211130
2042 | 21240 | 15820 | 24590 | 8010 | 11480 | 17910 | 13870 | 3630 | 7230 | 62970 | 28930 | 215680
2043 | 21650 | 16130 | 25010 | 8090 | 11770 | 18290 | 14200 | 3680 | 7380 | 64120 | 29480 | 219800
2044 | 21990 | 16370 | 25350 | 8160 | 12030 | 18640 | 14450 | 3720 | 7500 | 65100 | 29920 | 223230
2045 | 22280 | 16580 | 25650 | 8230 | 12240 | 18930 | 14680 | 3770 | 7610 | 65860 | 30250 | 226080
2046 | 22480 | 16730 | 25860 | 8270 | 12410 | 19170 | 14840 | 3800 | 7670 | 66480 | 30510 | 228220
2047 | 22650 | 16840 | 26030 | 8310 | 12540 | 19370 | 14990 | 3810 | 7730 | 66990 | 30720 | 229980
2048 | 22740 | 16920 | 26140 | 8360 | 12630 | 19530 | 15110 | 3820 | 7780 | 67420 | 30880 | 231330
2049 | 22800 | 16960 | 26210 | 8380 | 12690 | 19640 | 15190 | 3830 | 7800 | 67600 | 30970 | 232070
2050 | 22790 | 16970 | 26210 | 8400 | 12720 | 19700 | 15220 | 3820 | 7810 | 67690 | 30970 | 232300
2051 | 22750 | 16950 | 26180 | 8410 | 12710 | 19760 | 15240 | 3820 | 7820 | 67800 | 30960 | 232400
2052 | 22660 | 16900 | 26100 | 8410 | 12670 | 19780 | 15240 | 3810 | 7820 | 67890 | 30920 | 232200
2053 | 22560 | 16840 | 26000 | 8410 | 12630 | 19780 | 15200 | 3800 | 7800 | 67840 | 30890 | 231750
Note: Forecast values reflect expected trended weather conditions.
Note: Expected weather conditions include an increasing temperature trend from the NYISO Climate Change Impact Study Phase I report.

## I-3a-L
Table I-3a-L: Lower Demand Policy Scenario Summer Coincident Peak Demand Forecast
Reflects Impacts of Energy Saving Programs & Behind-the-Meter Generation
Coincident Summer Peak Demand by Zone - MW
Year | A | B | C | D | E | F | G | H | I | J | K | NYCA
2023 | 2647 | 1974 | 2654 | 682 | 1362 | 2380 | 2123 | 605 | 1374 | 10900 | 4979 | 31680
2024 | 2637 | 2107 | 2672 | 680 | 1392 | 2350 | 2096 | 595 | 1358 | 10850 | 4933 | 31670
2025 | 2582 | 2081 | 2787 | 671 | 1366 | 2320 | 2051 | 591 | 1342 | 10760 | 4899 | 31450
2026 | 2529 | 2063 | 2897 | 673 | 1332 | 2292 | 2005 | 583 | 1313 | 10600 | 4863 | 31150
2027 | 2474 | 2030 | 2863 | 699 | 1283 | 2255 | 1974 | 575 | 1283 | 10400 | 4824 | 30660
2028 | 2417 | 2002 | 2822 | 722 | 1243 | 2220 | 1950 | 569 | 1252 | 10190 | 4793 | 30180
2029 | 2366 | 1981 | 2794 | 738 | 1215 | 2191 | 1934 | 565 | 1229 | 10030 | 4777 | 29820
2030 | 2323 | 1971 | 2781 | 744 | 1199 | 2167 | 1930 | 563 | 1212 | 9950 | 4770 | 29610
2031 | 2297 | 1967 | 2779 | 744 | 1189 | 2149 | 1934 | 563 | 1209 | 9960 | 4769 | 29560
2032 | 2281 | 1967 | 2773 | 742 | 1180 | 2133 | 1948 | 565 | 1213 | 10020 | 4768 | 29590
2033 | 2279 | 1971 | 2770 | 740 | 1175 | 2123 | 1966 | 568 | 1219 | 10110 | 4769 | 29690
2034 | 2281 | 1974 | 2772 | 739 | 1176 | 2118 | 1990 | 571 | 1228 | 10220 | 4781 | 29850
2035 | 2293 | 1984 | 2783 | 739 | 1184 | 2121 | 2018 | 574 | 1242 | 10310 | 4802 | 30050
2036 | 2309 | 1992 | 2795 | 741 | 1197 | 2130 | 2048 | 577 | 1259 | 10380 | 4832 | 30260
2037 | 2330 | 2007 | 2811 | 743 | 1210 | 2148 | 2082 | 580 | 1272 | 10450 | 4867 | 30500
2038 | 2345 | 2020 | 2829 | 744 | 1223 | 2168 | 2116 | 582 | 1285 | 10530 | 4908 | 30750
2039 | 2364 | 2032 | 2846 | 746 | 1236 | 2189 | 2152 | 585 | 1296 | 10610 | 4944 | 31000
2040 | 2382 | 2043 | 2864 | 747 | 1249 | 2208 | 2183 | 588 | 1314 | 10690 | 4982 | 31250
2041 | 2401 | 2056 | 2869 | 749 | 1264 | 2230 | 2217 | 591 | 1327 | 10770 | 5016 | 31490
2042 | 2415 | 2068 | 2888 | 750 | 1277 | 2252 | 2243 | 594 | 1343 | 10840 | 5050 | 31720
2043 | 2435 | 2081 | 2906 | 752 | 1294 | 2275 | 2266 | 597 | 1356 | 10910 | 5078 | 31950
2044 | 2457 | 2093 | 2924 | 754 | 1310 | 2297 | 2284 | 599 | 1369 | 10970 | 5103 | 32160
2045 | 2473 | 2105 | 2938 | 756 | 1321 | 2317 | 2304 | 601 | 1380 | 11030 | 5125 | 32350
2046 | 2485 | 2110 | 2952 | 757 | 1328 | 2331 | 2323 | 603 | 1387 | 11090 | 5144 | 32510
2047 | 2491 | 2117 | 2961 | 757 | 1334 | 2345 | 2339 | 603 | 1393 | 11140 | 5160 | 32640
2048 | 2498 | 2123 | 2962 | 757 | 1338 | 2359 | 2356 | 604 | 1399 | 11180 | 5174 | 32750
2049 | 2503 | 2132 | 2970 | 757 | 1340 | 2370 | 2371 | 604 | 1404 | 11230 | 5189 | 32870
2050 | 2509 | 2135 | 2965 | 756 | 1340 | 2376 | 2387 | 604 | 1409 | 11280 | 5199 | 32960
2051 | 2511 | 2138 | 2957 | 755 | 1341 | 2379 | 2397 | 604 | 1411 | 11320 | 5207 | 33020
2052 | 2509 | 2135 | 2964 | 755 | 1340 | 2379 | 2402 | 604 | 1412 | 11350 | 5210 | 33060
2053 | 2507 | 2135 | 2965 | 755 | 1340 | 2378 | 2403 | 603 | 1413 | 11360 | 5211 | 33070
Note: Forecast values assume no demand response reductions.
Note: Forecast values reflect expected trended weather conditions.
Note: Expected weather conditions include an increasing temperature trend from the NYISO Climate Change Impact Study Phase I report.

## I-3b-L
Table I-3b-L: Lower Demand Policy Scenario Winter Coincident Peak Demand, Historical and Forecast
Reflects Impacts of Energy Saving Programs & Behind-the-Meter Generation
Coincident Winter Peak Demand by Zone - MW
Year | A | B | C | D | E | F | G | H | I | J | K | NYCA
2023-24 | 2105 | 1682 | 2633 | 879 | 1298 | 1871 | 1524 | 483 | 857 | 7470 | 3228 | 24030
2024-25 | 2163 | 1787 | 2733 | 876 | 1330 | 1955 | 1532 | 483 | 864 | 7720 | 3337 | 24780
2025-26 | 2233 | 1942 | 2944 | 883 | 1369 | 2052 | 1546 | 481 | 861 | 7960 | 3459 | 25730
2026-27 | 2303 | 2059 | 3088 | 882 | 1389 | 2161 | 1604 | 486 | 873 | 8240 | 3605 | 26690
2027-28 | 2369 | 2189 | 3144 | 921 | 1425 | 2270 | 1643 | 490 | 869 | 8470 | 3740 | 27530
2028-29 | 2456 | 2321 | 3199 | 959 | 1465 | 2391 | 1716 | 487 | 872 | 8750 | 3904 | 28520
2029-30 | 2536 | 2462 | 3281 | 992 | 1514 | 2525 | 1797 | 499 | 888 | 9130 | 4086 | 29710
2030-31 | 2634 | 2630 | 3389 | 1002 | 1575 | 2693 | 1889 | 515 | 901 | 9570 | 4302 | 31100
2031-32 | 2749 | 2805 | 3484 | 1005 | 1642 | 2875 | 1994 | 533 | 931 | 10100 | 4542 | 32660
2032-33 | 2877 | 2983 | 3588 | 1019 | 1715 | 3051 | 2110 | 554 | 966 | 10640 | 4787 | 34290
2033-34 | 3021 | 3159 | 3679 | 1025 | 1786 | 3244 | 2238 | 577 | 993 | 11210 | 5048 | 35980
2034-35 | 3213 | 3385 | 3828 | 1031 | 1889 | 3450 | 2392 | 594 | 1046 | 11890 | 5352 | 38070
2035-36 | 3406 | 3600 | 3967 | 1049 | 1992 | 3661 | 2547 | 604 | 1101 | 12560 | 5633 | 40120
2036-37 | 3559 | 3792 | 4066 | 1053 | 2075 | 3833 | 2682 | 623 | 1142 | 13190 | 5905 | 41920
2037-38 | 3734 | 3988 | 4185 | 1067 | 2172 | 4020 | 2830 | 644 | 1187 | 13840 | 6173 | 43840
2038-39 | 3895 | 4159 | 4296 | 1071 | 2245 | 4193 | 2962 | 662 | 1238 | 14410 | 6429 | 45560
2039-40 | 4026 | 4317 | 4402 | 1073 | 2325 | 4346 | 3083 | 667 | 1269 | 14900 | 6632 | 47040
2040-41 | 4146 | 4443 | 4469 | 1085 | 2379 | 4478 | 3184 | 681 | 1297 | 15340 | 6828 | 48330
2041-42 | 4239 | 4553 | 4532 | 1083 | 2436 | 4583 | 3282 | 693 | 1321 | 15720 | 6988 | 49430
2042-43 | 4281 | 4627 | 4547 | 1080 | 2457 | 4653 | 3343 | 692 | 1336 | 16000 | 7094 | 50110
2043-44 | 4339 | 4709 | 4593 | 1089 | 2494 | 4731 | 3401 | 703 | 1358 | 16270 | 7213 | 50900
2044-45 | 4400 | 4775 | 4618 | 1087 | 2517 | 4792 | 3463 | 708 | 1369 | 16500 | 7311 | 51540
2045-46 | 4439 | 4827 | 4631 | 1084 | 2546 | 4855 | 3513 | 707 | 1376 | 16660 | 7402 | 52040
2046-47 | 4450 | 4854 | 4636 | 1081 | 2549 | 4887 | 3548 | 709 | 1375 | 16750 | 7441 | 52280
2047-48 | 4440 | 4860 | 4607 | 1084 | 2544 | 4888 | 3560 | 712 | 1366 | 16750 | 7449 | 52260
2048-49 | 4415 | 4860 | 4581 | 1078 | 2535 | 4878 | 3563 | 701 | 1361 | 16760 | 7438 | 52170
2049-50 | 4408 | 4868 | 4553 | 1073 | 2528 | 4892 | 3578 | 703 | 1354 | 16760 | 7453 | 52170
2050-51 | 4382 | 4861 | 4514 | 1075 | 2510 | 4876 | 3578 | 689 | 1340 | 16710 | 7445 | 51980
2051-52 | 4340 | 4846 | 4476 | 1069 | 2492 | 4854 | 3570 | 686 | 1315 | 16590 | 7392 | 51630
2052-53 | 4318 | 4829 | 4449 | 1062 | 2470 | 4829 | 3562 | 683 | 1310 | 16530 | 7358 | 51400
2053-54 | 4243 | 4779 | 4367 | 1062 | 2435 | 4776 | 3528 | 668 | 1284 | 16370 | 7288 | 50800
Note: Forecast values reflect expected trended weather conditions.
Note: Expected weather conditions include an increasing temperature trend from the NYISO Climate Change Impact Study Phase I report.

## I-4a-L
Table I-4a-L: Lower Demand Policy Scenario Summer Non-Coincident Peak Demand Forecast
Reflects Impacts of Energy Saving Programs & Behind-the-Meter Generation
Non-Coincident Summer Peak Demand by Zone - MW
Year | A | B | C | D | E | F | G | H | I | J | K
2023 | 2736 | 2017 | 2720 | 702 | 1400 | 2420 | 2166 | 617 | 1401 | 11110 | 5062
2024 | 2725 | 2153 | 2739 | 700 | 1431 | 2390 | 2138 | 607 | 1385 | 11060 | 5015
2025 | 2668 | 2127 | 2856 | 691 | 1404 | 2359 | 2092 | 603 | 1368 | 10970 | 4980
2026 | 2614 | 2108 | 2969 | 693 | 1369 | 2331 | 2045 | 594 | 1339 | 10810 | 4944
2027 | 2557 | 2075 | 2934 | 719 | 1319 | 2293 | 2014 | 586 | 1308 | 10600 | 4904
2028 | 2498 | 2046 | 2892 | 743 | 1278 | 2258 | 1989 | 580 | 1277 | 10390 | 4873
2029 | 2445 | 2025 | 2864 | 760 | 1249 | 2228 | 1973 | 576 | 1253 | 10230 | 4856
2030 | 2401 | 2014 | 2850 | 766 | 1233 | 2204 | 1969 | 574 | 1236 | 10150 | 4849
2031 | 2374 | 2010 | 2848 | 766 | 1222 | 2186 | 1973 | 574 | 1233 | 10160 | 4848
2032 | 2357 | 2010 | 2842 | 764 | 1213 | 2169 | 1987 | 576 | 1237 | 10220 | 4847
2033 | 2355 | 2014 | 2839 | 762 | 1208 | 2159 | 2006 | 579 | 1243 | 10310 | 4848
2034 | 2357 | 2017 | 2841 | 761 | 1209 | 2154 | 2030 | 582 | 1252 | 10420 | 4860
2035 | 2370 | 2028 | 2852 | 761 | 1217 | 2157 | 2059 | 585 | 1266 | 10510 | 4882
2036 | 2386 | 2036 | 2865 | 763 | 1231 | 2166 | 2089 | 588 | 1284 | 10580 | 4912
2037 | 2408 | 2051 | 2881 | 765 | 1244 | 2185 | 2124 | 591 | 1297 | 10650 | 4948
2038 | 2424 | 2064 | 2899 | 766 | 1257 | 2205 | 2159 | 593 | 1310 | 10740 | 4989
2039 | 2443 | 2077 | 2917 | 768 | 1271 | 2226 | 2195 | 596 | 1321 | 10820 | 5026
2040 | 2462 | 2088 | 2935 | 769 | 1284 | 2246 | 2227 | 600 | 1340 | 10900 | 5065
2041 | 2481 | 2101 | 2940 | 771 | 1299 | 2268 | 2262 | 603 | 1353 | 10980 | 5099
2042 | 2496 | 2113 | 2960 | 772 | 1313 | 2290 | 2288 | 606 | 1369 | 11050 | 5134
2043 | 2517 | 2127 | 2978 | 774 | 1330 | 2314 | 2312 | 609 | 1383 | 11120 | 5162
2044 | 2539 | 2139 | 2997 | 776 | 1347 | 2336 | 2330 | 611 | 1396 | 11190 | 5188
2045 | 2556 | 2151 | 3011 | 778 | 1358 | 2356 | 2350 | 613 | 1407 | 11250 | 5210
2046 | 2568 | 2156 | 3026 | 779 | 1365 | 2371 | 2370 | 615 | 1414 | 11310 | 5229
2047 | 2574 | 2164 | 3035 | 779 | 1371 | 2385 | 2386 | 615 | 1420 | 11360 | 5246
2048 | 2582 | 2170 | 3036 | 779 | 1375 | 2399 | 2403 | 616 | 1426 | 11400 | 5260
2049 | 2587 | 2179 | 3044 | 779 | 1378 | 2410 | 2419 | 616 | 1432 | 11450 | 5275
2050 | 2593 | 2182 | 3039 | 778 | 1378 | 2416 | 2435 | 616 | 1437 | 11500 | 5285
2051 | 2595 | 2185 | 3031 | 777 | 1379 | 2419 | 2445 | 616 | 1439 | 11540 | 5293
2052 | 2593 | 2182 | 3038 | 777 | 1378 | 2419 | 2450 | 616 | 1440 | 11570 | 5296
2053 | 2591 | 2182 | 3039 | 777 | 1378 | 2418 | 2451 | 615 | 1441 | 11580 | 5298
Note: Forecast values assume no demand response reductions.
Note: Forecast values reflect expected trended weather conditions.
Note: Expected weather conditions include an increasing temperature trend from the NYISO Climate Change Impact Study Phase I report.

## I-4b-L
Table I-4b-L: Lower Demand Policy Scenario Winter Non-Coincident Peak Demand Forecast
Reflects Impacts of Energy Saving Programs & Behind-the-Meter Generation
Non-Coincident Winter Peak Demand by Zone - MW
Year | A | B | C | D | E | F | G | H | I | J | K
2023-24 | 2128 | 1695 | 2638 | 897 | 1321 | 1882 | 1535 | 493 | 866 | 7540 | 3241
2024-25 | 2187 | 1801 | 2739 | 894 | 1354 | 1967 | 1543 | 493 | 874 | 7790 | 3350
2025-26 | 2258 | 1958 | 2950 | 902 | 1394 | 2064 | 1557 | 491 | 870 | 8030 | 3473
2026-27 | 2328 | 2075 | 3095 | 901 | 1414 | 2174 | 1615 | 496 | 883 | 8310 | 3619
2027-28 | 2395 | 2207 | 3150 | 940 | 1451 | 2284 | 1655 | 500 | 879 | 8550 | 3755
2028-29 | 2483 | 2340 | 3206 | 979 | 1491 | 2405 | 1728 | 497 | 882 | 8830 | 3919
2029-30 | 2564 | 2482 | 3287 | 1013 | 1541 | 2540 | 1810 | 509 | 898 | 9210 | 4103
2030-31 | 2663 | 2651 | 3396 | 1023 | 1603 | 2709 | 1902 | 526 | 911 | 9660 | 4319
2031-32 | 2779 | 2827 | 3491 | 1026 | 1672 | 2892 | 2008 | 544 | 941 | 10190 | 4560
2032-33 | 2909 | 3007 | 3596 | 1040 | 1746 | 3069 | 2125 | 566 | 977 | 10740 | 4806
2033-34 | 3054 | 3184 | 3686 | 1047 | 1818 | 3263 | 2254 | 589 | 1004 | 11310 | 5069
2034-35 | 3248 | 3412 | 3836 | 1053 | 1923 | 3471 | 2409 | 606 | 1058 | 12000 | 5373
2035-36 | 3443 | 3629 | 3975 | 1071 | 2028 | 3683 | 2565 | 617 | 1113 | 12670 | 5656
2036-37 | 3598 | 3822 | 4074 | 1075 | 2112 | 3856 | 2701 | 636 | 1155 | 13310 | 5929
2037-38 | 3775 | 4020 | 4193 | 1089 | 2211 | 4044 | 2850 | 658 | 1200 | 13960 | 6198
2038-39 | 3938 | 4192 | 4305 | 1093 | 2285 | 4218 | 2983 | 676 | 1252 | 14540 | 6455
2039-40 | 4070 | 4352 | 4411 | 1096 | 2367 | 4372 | 3105 | 681 | 1283 | 15030 | 6659
2040-41 | 4192 | 4479 | 4478 | 1108 | 2422 | 4505 | 3206 | 695 | 1311 | 15480 | 6855
2041-42 | 4286 | 4589 | 4541 | 1106 | 2480 | 4610 | 3305 | 708 | 1336 | 15860 | 7016
2042-43 | 4328 | 4664 | 4556 | 1103 | 2501 | 4681 | 3366 | 707 | 1351 | 16140 | 7122
2043-44 | 4387 | 4747 | 4602 | 1112 | 2539 | 4759 | 3425 | 718 | 1373 | 16420 | 7242
2044-45 | 4448 | 4813 | 4627 | 1110 | 2562 | 4821 | 3487 | 723 | 1384 | 16650 | 7340
2045-46 | 4488 | 4866 | 4640 | 1107 | 2592 | 4884 | 3538 | 722 | 1391 | 16810 | 7432
2046-47 | 4499 | 4893 | 4645 | 1104 | 2595 | 4916 | 3573 | 724 | 1390 | 16900 | 7471
2047-48 | 4489 | 4899 | 4616 | 1107 | 2590 | 4917 | 3585 | 727 | 1381 | 16900 | 7479
2048-49 | 4464 | 4899 | 4590 | 1101 | 2581 | 4907 | 3588 | 716 | 1376 | 16910 | 7468
2049-50 | 4456 | 4907 | 4562 | 1096 | 2574 | 4921 | 3603 | 718 | 1369 | 16910 | 7483
2050-51 | 4430 | 4900 | 4523 | 1098 | 2555 | 4905 | 3603 | 703 | 1355 | 16860 | 7475
2051-52 | 4388 | 4885 | 4485 | 1091 | 2537 | 4883 | 3595 | 700 | 1329 | 16740 | 7422
2052-53 | 4365 | 4868 | 4458 | 1084 | 2514 | 4858 | 3587 | 697 | 1324 | 16680 | 7387
2053-54 | 4290 | 4817 | 4376 | 1084 | 2479 | 4805 | 3553 | 682 | 1298 | 16520 | 7317
Note: Forecast values reflect expected trended weather conditions.
Note: Expected weather conditions include an increasing temperature trend from the NYISO Climate Change Impact Study Phase I report.

## I-5-L
Table I-5-L: Lower Demand Policy Scenario - Forecast of Peak Demand in G-to-J Locality
Reflects Impacts of Energy Saving Programs & Behind-the-Meter Generation
G-to-J Locality Summer Peak Demand by Zone - MW | [5 empty] | G-to-J Locality Winter Peak Demand by Zone - MW
Year | G | H | I | J | G-J | Year | G | H | I | J | G-J
2023 | 2151 | 613 | 1392 | 11045 | 15201 | 2023-24 | 1521 | 481 | 857 | 7515 | 10374
2024 | 2124 | 603 | 1376 | 10994 | 15097 | 2024-25 | 1529 | 481 | 864 | 7766 | 10640
2025 | 2078 | 599 | 1360 | 10903 | 14940 | 2025-26 | 1543 | 479 | 861 | 8008 | 10891
2026 | 2032 | 591 | 1330 | 10741 | 14694 | 2026-27 | 1601 | 484 | 873 | 8289 | 11247
2027 | 2000 | 583 | 1300 | 10538 | 14421 | 2027-28 | 1640 | 488 | 869 | 8521 | 11518
2028 | 1976 | 577 | 1269 | 10326 | 14148 | 2028-29 | 1713 | 485 | 872 | 8803 | 11873
2029 | 1960 | 573 | 1245 | 10163 | 13941 | 2029-30 | 1793 | 497 | 888 | 9185 | 12363
2030 | 1956 | 570 | 1228 | 10082 | 13836 | 2030-31 | 1885 | 513 | 901 | 9627 | 12926
2031 | 1960 | 570 | 1225 | 10092 | 13847 | 2031-32 | 1990 | 531 | 931 | 10161 | 13613
2032 | 1974 | 573 | 1229 | 10153 | 13929 | 2032-33 | 2106 | 552 | 966 | 10704 | 14328
2033 | 1992 | 576 | 1235 | 10244 | 14047 | 2033-34 | 2234 | 575 | 993 | 11277 | 15079
2034 | 2016 | 579 | 1244 | 10356 | 14195 | 2034-35 | 2387 | 592 | 1046 | 11961 | 15986
2035 | 2045 | 582 | 1259 | 10447 | 14333 | 2035-36 | 2542 | 602 | 1101 | 12635 | 16880
2036 | 2075 | 585 | 1276 | 10518 | 14454 | 2036-37 | 2677 | 621 | 1142 | 13269 | 17709
2037 | 2110 | 588 | 1289 | 10589 | 14576 | 2037-38 | 2824 | 641 | 1187 | 13923 | 18575
2038 | 2144 | 590 | 1302 | 10670 | 14706 | 2038-39 | 2956 | 659 | 1238 | 14496 | 19349
2039 | 2181 | 593 | 1313 | 10751 | 14838 | 2039-40 | 3077 | 664 | 1269 | 14989 | 19999
2040 | 2212 | 596 | 1331 | 10832 | 14971 | 2040-41 | 3178 | 678 | 1297 | 15432 | 20585
2041 | 2246 | 599 | 1345 | 10913 | 15103 | 2041-42 | 3275 | 690 | 1321 | 15814 | 21100
2042 | 2273 | 602 | 1361 | 10984 | 15220 | 2042-43 | 3336 | 689 | 1336 | 16096 | 21457
2043 | 2296 | 605 | 1374 | 11055 | 15330 | 2043-44 | 3394 | 700 | 1358 | 16368 | 21820
2044 | 2314 | 607 | 1387 | 11116 | 15424 | 2044-45 | 3456 | 705 | 1369 | 16599 | 22129
2045 | 2335 | 609 | 1398 | 11177 | 15519 | 2045-46 | 3506 | 704 | 1376 | 16760 | 22346
2046 | 2354 | 611 | 1405 | 11237 | 15607 | 2046-47 | 3541 | 706 | 1375 | 16851 | 22473
2047 | 2370 | 611 | 1412 | 11288 | 15681 | 2047-48 | 3553 | 709 | 1366 | 16851 | 22479
2048 | 2387 | 612 | 1418 | 11329 | 15746 | 2048-49 | 3556 | 698 | 1361 | 16861 | 22476
2049 | 2403 | 612 | 1423 | 11379 | 15817 | 2049-50 | 3571 | 700 | 1354 | 16861 | 22486
2050 | 2419 | 612 | 1428 | 11430 | 15889 | 2050-51 | 3571 | 686 | 1340 | 16810 | 22407
2051 | 2429 | 612 | 1430 | 11471 | 15942 | 2051-52 | 3563 | 683 | 1315 | 16690 | 22251
2052 | 2434 | 612 | 1431 | 11501 | 15978 | 2052-53 | 3555 | 680 | 1310 | 16629 | 22174
2053 | 2435 | 611 | 1432 | 11511 | 15989 | 2053-54 | 3521 | 665 | 1284 | 16468 | 21938
Note: Forecast values assume no demand response reductions.
Note: Forecastvalues reflect expected trended weather conditions.
Note: Expected weather conditions include an increasing temperature trend from the NYISO Climate Change Impact Study Phase I report.

## I-8a-L
Table I-8a-L: Energy Efficiency and Codes & Standards Energy Impacts - Lower Demand Policy Scenario
Reflects Cumulative Impacts
Forecast of Cumulative Reductions in Annual Energy by Zone Relative to 2022 - GWh
Year | A | B | C | D | E | F | G | H | I | J | K | NYCA
2023 | 360 | 250 | 380 | 40 | 190 | 280 | 250 | 80 | 150 | 1160 | 460 | 3600
2024 | 730 | 520 | 770 | 80 | 390 | 580 | 500 | 150 | 310 | 2380 | 940 | 7350
2025 | 1130 | 800 | 1200 | 120 | 600 | 900 | 780 | 230 | 480 | 3710 | 1460 | 11410
2026 | 1530 | 1090 | 1620 | 160 | 810 | 1220 | 1050 | 310 | 650 | 5020 | 1970 | 15430
2027 | 1930 | 1370 | 2040 | 200 | 1020 | 1530 | 1320 | 390 | 820 | 6310 | 2480 | 19410
2028 | 2300 | 1630 | 2440 | 240 | 1210 | 1830 | 1580 | 460 | 980 | 7540 | 2970 | 23180
2029 | 2650 | 1880 | 2800 | 280 | 1400 | 2110 | 1820 | 530 | 1130 | 8680 | 3410 | 26690
2030 | 2950 | 2090 | 3120 | 310 | 1550 | 2350 | 2030 | 590 | 1250 | 9670 | 3800 | 29710
2031 | 3230 | 2290 | 3420 | 330 | 1700 | 2570 | 2220 | 650 | 1370 | 10580 | 4160 | 32520
2032 | 3500 | 2480 | 3700 | 360 | 1840 | 2780 | 2400 | 700 | 1480 | 11460 | 4500 | 35200
2033 | 3740 | 2650 | 3960 | 390 | 1970 | 2970 | 2570 | 750 | 1590 | 12270 | 4820 | 37680
2034 | 3970 | 2810 | 4210 | 410 | 2090 | 3160 | 2730 | 800 | 1690 | 13030 | 5120 | 40020
2035 | 4200 | 2970 | 4440 | 430 | 2210 | 3340 | 2880 | 840 | 1780 | 13760 | 5410 | 42260
2036 | 4400 | 3120 | 4660 | 450 | 2320 | 3500 | 3020 | 880 | 1870 | 14440 | 5670 | 44330
2037 | 4590 | 3250 | 4860 | 470 | 2420 | 3650 | 3160 | 920 | 1950 | 15070 | 5920 | 46260
2038 | 4780 | 3390 | 5060 | 490 | 2520 | 3800 | 3280 | 960 | 2030 | 15680 | 6160 | 48150
2039 | 4960 | 3520 | 5250 | 510 | 2610 | 3950 | 3410 | 1000 | 2110 | 16280 | 6400 | 50000
2040 | 5160 | 3650 | 5460 | 530 | 2720 | 4100 | 3540 | 1040 | 2190 | 16920 | 6650 | 51960
2041 | 5350 | 3790 | 5670 | 550 | 2820 | 4250 | 3680 | 1070 | 2270 | 17560 | 6900 | 53910
2042 | 5540 | 3920 | 5860 | 570 | 2920 | 4400 | 3850 | 1110 | 2350 | 18180 | 7140 | 55840
2043 | 5710 | 4040 | 6040 | 590 | 3010 | 4540 | 3930 | 1150 | 2420 | 18730 | 7370 | 57530
2044 | 5880 | 4160 | 6220 | 610 | 3090 | 4670 | 4040 | 1180 | 2490 | 19280 | 7630 | 59250
2045 | 6040 | 4280 | 6390 | 620 | 3180 | 4800 | 4150 | 1210 | 2560 | 19820 | 7920 | 60970
2046 | 6200 | 4390 | 6560 | 640 | 3260 | 4930 | 4260 | 1240 | 2630 | 20350 | 8180 | 62640
2047 | 6370 | 4510 | 6750 | 660 | 3350 | 5070 | 4380 | 1280 | 2700 | 20910 | 8470 | 64450
2048 | 6550 | 4640 | 6930 | 670 | 3450 | 5200 | 4500 | 1310 | 2780 | 21480 | 8760 | 66270
2049 | 6710 | 4750 | 7110 | 690 | 3530 | 5340 | 4610 | 1350 | 2850 | 22030 | 9050 | 68020
2050 | 6880 | 4870 | 7280 | 710 | 3620 | 5470 | 4720 | 1380 | 2920 | 22570 | 9350 | 69770
2051 | 7050 | 4990 | 7460 | 730 | 3710 | 5600 | 4840 | 1410 | 2990 | 23130 | 9640 | 71550
2052 | 7220 | 5110 | 7640 | 740 | 3800 | 5730 | 4950 | 1450 | 3060 | 23670 | 9940 | 73310
2053 | 7380 | 5220 | 7810 | 760 | 3880 | 5860 | 5070 | 1480 | 3130 | 24210 | 10220 | 75020

## I-8b-L
Table I-8b-L: Energy Efficiency and Codes & Standards Summer Peak Impacts - Lower Demand Policy Scenario
Reflects Cumulative Impacts
Reductions in Summer Coincident Peak Demand by Zone Relative to 2022 - MW
Year | A | B | C | D | E | F | G | H | I | J | K | NYCA
2023 | 70 | 50 | 70 | 10 | 40 | 50 | 50 | 20 | 30 | 210 | 90 | 690
2024 | 130 | 90 | 140 | 20 | 70 | 110 | 90 | 30 | 60 | 420 | 180 | 1340
2025 | 210 | 150 | 220 | 30 | 110 | 170 | 140 | 50 | 90 | 670 | 270 | 2110
2026 | 290 | 200 | 300 | 30 | 150 | 230 | 200 | 60 | 120 | 930 | 370 | 2880
2027 | 370 | 260 | 390 | 40 | 200 | 300 | 260 | 80 | 160 | 1200 | 480 | 3740
2028 | 450 | 320 | 480 | 50 | 240 | 360 | 310 | 90 | 190 | 1470 | 580 | 4540
2029 | 530 | 370 | 560 | 60 | 280 | 420 | 360 | 110 | 230 | 1720 | 680 | 5320
2030 | 590 | 420 | 620 | 60 | 310 | 470 | 410 | 120 | 250 | 1920 | 760 | 5930
2031 | 650 | 460 | 690 | 70 | 340 | 520 | 450 | 130 | 280 | 2120 | 830 | 6540
2032 | 710 | 500 | 750 | 80 | 370 | 560 | 490 | 150 | 300 | 2310 | 910 | 7130
2033 | 760 | 540 | 800 | 80 | 400 | 600 | 520 | 160 | 320 | 2480 | 990 | 7650
2034 | 810 | 570 | 860 | 90 | 430 | 640 | 560 | 170 | 350 | 2640 | 1070 | 8190
2035 | 860 | 610 | 910 | 90 | 450 | 680 | 590 | 170 | 370 | 2800 | 1150 | 8680
2036 | 900 | 640 | 950 | 100 | 480 | 720 | 620 | 180 | 380 | 2940 | 1220 | 9130
2037 | 940 | 670 | 990 | 100 | 500 | 750 | 650 | 190 | 400 | 3070 | 1280 | 9540
2038 | 980 | 690 | 1040 | 100 | 520 | 780 | 670 | 200 | 420 | 3200 | 1340 | 9940
2039 | 1020 | 720 | 1080 | 110 | 540 | 810 | 700 | 210 | 430 | 3330 | 1400 | 10350
2040 | 1050 | 750 | 1110 | 110 | 560 | 840 | 720 | 210 | 450 | 3440 | 1470 | 10710
2041 | 1090 | 770 | 1150 | 120 | 580 | 870 | 750 | 220 | 460 | 3560 | 1530 | 11100
2042 | 1120 | 790 | 1190 | 120 | 590 | 890 | 770 | 230 | 480 | 3670 | 1590 | 11440
2043 | 1150 | 820 | 1220 | 120 | 610 | 920 | 790 | 230 | 490 | 3770 | 1650 | 11770
2044 | 1180 | 830 | 1250 | 120 | 620 | 940 | 810 | 240 | 500 | 3850 | 1700 | 12040
2045 | 1200 | 850 | 1270 | 130 | 630 | 960 | 830 | 240 | 510 | 3930 | 1760 | 12310
2046 | 1230 | 870 | 1300 | 130 | 650 | 980 | 840 | 250 | 520 | 4010 | 1810 | 12590
2047 | 1250 | 890 | 1320 | 130 | 660 | 1000 | 860 | 250 | 530 | 4100 | 1870 | 12860
2048 | 1280 | 900 | 1350 | 130 | 670 | 1010 | 880 | 260 | 540 | 4170 | 1920 | 13110
2049 | 1300 | 920 | 1370 | 140 | 690 | 1030 | 890 | 260 | 550 | 4250 | 1980 | 13380
2050 | 1320 | 930 | 1400 | 140 | 700 | 1050 | 910 | 270 | 560 | 4320 | 2030 | 13630
2051 | 1340 | 950 | 1420 | 140 | 710 | 1070 | 920 | 270 | 570 | 4390 | 2080 | 13860
2052 | 1360 | 960 | 1440 | 140 | 720 | 1080 | 930 | 280 | 580 | 4450 | 2130 | 14070
2053 | 1380 | 980 | 1460 | 150 | 730 | 1100 | 950 | 280 | 590 | 4520 | 2180 | 14320

## I-8c-L
Table I-8c-L: Energy Efficiency and Codes & Standards Winter Peak Impacts - Lower Demand Policy Scenario
Reflects Cumulative Impacts
Reductions in Winter Coincident Peak Demand by Zone Relative to 2022-23 - MW
Year | A | B | C | D | E | F | G | H | I | J | K | NYCA
2023-24 | 60 | 40 | 60 | 10 | 30 | 50 | 40 | 20 | 30 | 180 | 70 | 590
2024-25 | 110 | 80 | 120 | 20 | 60 | 90 | 80 | 30 | 50 | 360 | 140 | 1140
2025-26 | 170 | 120 | 180 | 20 | 90 | 140 | 120 | 40 | 80 | 560 | 220 | 1740
2026-27 | 240 | 170 | 250 | 30 | 130 | 190 | 160 | 50 | 100 | 760 | 300 | 2380
2027-28 | 300 | 210 | 320 | 40 | 160 | 240 | 210 | 60 | 130 | 970 | 380 | 3020
2028-29 | 360 | 260 | 380 | 40 | 190 | 290 | 250 | 80 | 160 | 1180 | 460 | 3650
2029-30 | 420 | 300 | 450 | 50 | 220 | 340 | 290 | 90 | 180 | 1370 | 540 | 4250
2030-31 | 480 | 340 | 500 | 50 | 250 | 380 | 330 | 100 | 210 | 1560 | 610 | 4810
2031-32 | 530 | 380 | 560 | 60 | 280 | 420 | 370 | 110 | 230 | 1730 | 680 | 5350
2032-33 | 590 | 420 | 620 | 60 | 310 | 470 | 410 | 120 | 250 | 1920 | 760 | 5930
2033-34 | 640 | 460 | 680 | 70 | 340 | 510 | 440 | 130 | 280 | 2100 | 830 | 6480
2034-35 | 700 | 500 | 740 | 80 | 370 | 560 | 480 | 140 | 300 | 2290 | 900 | 7060
2035-36 | 760 | 540 | 800 | 80 | 400 | 600 | 520 | 160 | 320 | 2480 | 980 | 7640
2036-37 | 820 | 580 | 870 | 90 | 430 | 650 | 560 | 170 | 350 | 2670 | 1050 | 8240
2037-38 | 880 | 620 | 930 | 90 | 460 | 700 | 600 | 180 | 380 | 2870 | 1130 | 8840
2038-39 | 940 | 670 | 1000 | 100 | 500 | 750 | 650 | 190 | 400 | 3080 | 1210 | 9490
2039-40 | 1010 | 710 | 1060 | 110 | 530 | 800 | 690 | 210 | 430 | 3290 | 1300 | 10140
2040-41 | 1070 | 760 | 1140 | 110 | 570 | 850 | 740 | 220 | 460 | 3510 | 1380 | 10810
2041-42 | 1140 | 810 | 1210 | 120 | 600 | 910 | 780 | 230 | 490 | 3730 | 1470 | 11490
2042-43 | 1210 | 860 | 1280 | 130 | 640 | 960 | 830 | 250 | 520 | 3960 | 1560 | 12200
2043-44 | 1280 | 900 | 1350 | 130 | 670 | 1010 | 880 | 260 | 540 | 4170 | 1640 | 12830
2044-45 | 1340 | 950 | 1420 | 140 | 710 | 1070 | 920 | 270 | 570 | 4390 | 1730 | 13510
2045-46 | 1410 | 1000 | 1490 | 150 | 740 | 1120 | 970 | 290 | 600 | 4610 | 1810 | 14190
2046-47 | 1480 | 1050 | 1560 | 160 | 780 | 1170 | 1010 | 300 | 630 | 4830 | 1900 | 14870
2047-48 | 1550 | 1100 | 1640 | 160 | 820 | 1230 | 1060 | 310 | 660 | 5070 | 1990 | 15590
2048-49 | 1620 | 1150 | 1710 | 170 | 850 | 1290 | 1110 | 330 | 690 | 5300 | 2090 | 16310
2049-50 | 1690 | 1200 | 1790 | 180 | 890 | 1340 | 1160 | 340 | 720 | 5540 | 2180 | 17030
2050-51 | 1760 | 1250 | 1860 | 180 | 930 | 1400 | 1210 | 360 | 750 | 5760 | 2260 | 17720
2051-52 | 1830 | 1290 | 1930 | 190 | 960 | 1450 | 1250 | 370 | 780 | 5980 | 2350 | 18380
2052-53 | 1890 | 1340 | 2000 | 200 | 1000 | 1510 | 1300 | 380 | 800 | 6200 | 2440 | 19060
2053-54 | 1960 | 1390 | 2070 | 200 | 1030 | 1560 | 1350 | 400 | 830 | 6420 | 2520 | 19730

## I-9a-L
Table I-9a-L: Solar PV Nameplate Capacity, Behind-the-Meter - Lower Demand Policy Scenario
Reflects Total Cumulative Nameplate Capacity
Nameplate Capacity by Zone - MW DC
Year | A | B | C | D | E | F | G | H | I | J | K | NYCA
2023 | 329 | 474 | 846 | 56 | 562 | 701 | 667 | 102 | 115 | 465 | 917 | 5234
2024 | 476 | 607 | 1082 | 95 | 720 | 850 | 729 | 106 | 120 | 476 | 925 | 6186
2025 | 677 | 635 | 1294 | 116 | 905 | 992 | 777 | 117 | 134 | 499 | 951 | 7097
2026 | 725 | 728 | 1431 | 127 | 1002 | 1079 | 892 | 132 | 152 | 574 | 1077 | 7919
2027 | 765 | 808 | 1548 | 137 | 1086 | 1154 | 991 | 145 | 167 | 639 | 1185 | 8625
2028 | 799 | 874 | 1645 | 145 | 1155 | 1216 | 1073 | 155 | 180 | 692 | 1274 | 9208
2029 | 825 | 926 | 1723 | 151 | 1210 | 1270 | 1138 | 163 | 190 | 734 | 1345 | 9675
2030 | 846 | 966 | 1781 | 156 | 1251 | 1341 | 1203 | 171 | 200 | 795 | 1443 | 10153
2031 | 868 | 1007 | 1844 | 161 | 1295 | 1418 | 1272 | 179 | 211 | 858 | 1546 | 10659
2032 | 887 | 1043 | 1898 | 165 | 1334 | 1502 | 1344 | 188 | 221 | 928 | 1659 | 11169
2033 | 905 | 1076 | 1948 | 170 | 1369 | 1594 | 1421 | 197 | 232 | 1005 | 1783 | 11700
2034 | 921 | 1104 | 1991 | 174 | 1399 | 1679 | 1495 | 206 | 242 | 1077 | 1901 | 12189
2035 | 935 | 1127 | 2027 | 177 | 1425 | 1756 | 1568 | 215 | 252 | 1147 | 2015 | 12644
2036 | 947 | 1146 | 2057 | 180 | 1446 | 1828 | 1639 | 223 | 261 | 1213 | 2123 | 13063
2037 | 958 | 1161 | 2083 | 183 | 1464 | 1893 | 1707 | 232 | 270 | 1276 | 2226 | 13453
2038 | 967 | 1173 | 2104 | 185 | 1479 | 1953 | 1773 | 239 | 278 | 1335 | 2323 | 13809
2039 | 975 | 1183 | 2121 | 187 | 1490 | 2007 | 1836 | 247 | 286 | 1391 | 2416 | 14139
2040 | 981 | 1191 | 2135 | 189 | 1499 | 2057 | 1897 | 254 | 293 | 1444 | 2504 | 14444
2041 | 987 | 1197 | 2146 | 191 | 1507 | 2103 | 1955 | 261 | 300 | 1495 | 2587 | 14729
2042 | 992 | 1201 | 2154 | 193 | 1512 | 2145 | 2010 | 268 | 306 | 1542 | 2665 | 14988
2043 | 997 | 1205 | 2160 | 194 | 1516 | 2184 | 2063 | 274 | 312 | 1586 | 2738 | 15229
2044 | 1000 | 1208 | 2165 | 195 | 1520 | 2218 | 2112 | 280 | 317 | 1628 | 2807 | 15450
2045 | 1003 | 1210 | 2168 | 196 | 1523 | 2250 | 2159 | 285 | 323 | 1666 | 2871 | 15654
2046 | 1005 | 1212 | 2171 | 197 | 1525 | 2278 | 2202 | 291 | 328 | 1701 | 2930 | 15840
2047 | 1007 | 1214 | 2173 | 197 | 1527 | 2304 | 2242 | 296 | 333 | 1733 | 2985 | 16011
2048 | 1009 | 1216 | 2175 | 198 | 1529 | 2327 | 2279 | 301 | 337 | 1763 | 3035 | 16169
2049 | 1010 | 1217 | 2177 | 199 | 1530 | 2348 | 2314 | 305 | 341 | 1789 | 3081 | 16311
2050 | 1011 | 1218 | 2178 | 199 | 1531 | 2367 | 2345 | 309 | 344 | 1814 | 3124 | 16440
2051 | 1012 | 1219 | 2179 | 200 | 1533 | 2384 | 2375 | 312 | 347 | 1837 | 3162 | 16560
2052 | 1013 | 1220 | 2179 | 200 | 1533 | 2392 | 2389 | 314 | 349 | 1848 | 3181 | 16618
2053 | 1013 | 1220 | 2180 | 200 | 1533 | 2400 | 2403 | 315 | 350 | 1858 | 3199 | 16671
Note: Nameplate values reflect aggregate MW DC rating of installed panels.

## I-9b-L
Table I-9b-L: Solar PV Annual Energy Reductions, Behind-the-Meter - Lower Demand Policy Scenario
Reflects Total Cumulative Impacts
Reductions in Annual Energy by Zone - GWh
Year | A | B | C | D | E | F | G | H | I | J | K | NYCA
2023 | 303 | 500 | 751 | 57 | 534 | 681 | 714 | 106 | 127 | 504 | 1052 | 5329
2024 | 453 | 637 | 1057 | 86 | 726 | 874 | 816 | 118 | 134 | 537 | 1091 | 6529
2025 | 661 | 749 | 1347 | 128 | 943 | 1060 | 891 | 127 | 146 | 556 | 1111 | 7719
2026 | 825 | 830 | 1582 | 150 | 1128 | 1209 | 991 | 142 | 164 | 613 | 1200 | 8834
2027 | 887 | 946 | 1758 | 166 | 1251 | 1318 | 1125 | 159 | 184 | 694 | 1339 | 9827
2028 | 935 | 1044 | 1905 | 178 | 1351 | 1407 | 1239 | 173 | 201 | 762 | 1459 | 10654
2029 | 975 | 1123 | 2025 | 190 | 1435 | 1490 | 1332 | 182 | 216 | 817 | 1558 | 11343
2030 | 1009 | 1185 | 2116 | 196 | 1500 | 1588 | 1423 | 194 | 229 | 895 | 1689 | 12024
2031 | 1041 | 1243 | 2207 | 206 | 1561 | 1688 | 1510 | 204 | 242 | 968 | 1811 | 12681
2032 | 1069 | 1295 | 2285 | 209 | 1615 | 1793 | 1599 | 213 | 254 | 1049 | 1949 | 13330
2033 | 1094 | 1344 | 2358 | 217 | 1666 | 1911 | 1693 | 225 | 268 | 1138 | 2098 | 14012
2034 | 1119 | 1386 | 2423 | 226 | 1710 | 2020 | 1787 | 237 | 280 | 1222 | 2239 | 14649
2035 | 1137 | 1419 | 2479 | 230 | 1748 | 2120 | 1879 | 246 | 291 | 1305 | 2379 | 15233
2036 | 1156 | 1448 | 2526 | 234 | 1781 | 2213 | 1970 | 256 | 301 | 1382 | 2510 | 15777
2037 | 1173 | 1470 | 2566 | 240 | 1809 | 2296 | 2057 | 265 | 314 | 1455 | 2635 | 16280
2038 | 1187 | 1490 | 2603 | 242 | 1832 | 2377 | 2142 | 273 | 324 | 1523 | 2753 | 16746
2039 | 1200 | 1507 | 2633 | 246 | 1849 | 2451 | 2220 | 285 | 333 | 1591 | 2870 | 17185
2040 | 1211 | 1521 | 2659 | 248 | 1868 | 2516 | 2301 | 293 | 340 | 1649 | 2977 | 17583
2041 | 1222 | 1531 | 2681 | 250 | 1880 | 2580 | 2375 | 300 | 351 | 1712 | 3077 | 17959
2042 | 1229 | 1540 | 2698 | 254 | 1893 | 2640 | 2446 | 310 | 357 | 1768 | 3175 | 18310
2043 | 1238 | 1550 | 2712 | 258 | 1898 | 2692 | 2512 | 315 | 365 | 1819 | 3264 | 18623
2044 | 1242 | 1555 | 2727 | 258 | 1907 | 2736 | 2578 | 326 | 369 | 1870 | 3348 | 18916
2045 | 1248 | 1558 | 2736 | 259 | 1915 | 2782 | 2637 | 328 | 377 | 1913 | 3429 | 19182
2046 | 1254 | 1563 | 2746 | 261 | 1919 | 2821 | 2696 | 336 | 385 | 1957 | 3504 | 19442
2047 | 1256 | 1567 | 2751 | 265 | 1926 | 2859 | 2749 | 341 | 390 | 1995 | 3575 | 19674
2048 | 1261 | 1573 | 2759 | 266 | 1929 | 2890 | 2797 | 351 | 394 | 2035 | 3634 | 19889
2049 | 1265 | 1576 | 2764 | 265 | 1932 | 2920 | 2845 | 353 | 399 | 2063 | 3687 | 20069
2050 | 1267 | 1578 | 2771 | 268 | 1935 | 2946 | 2886 | 358 | 404 | 2095 | 3744 | 20252
2051 | 1272 | 1582 | 2778 | 268 | 1940 | 2974 | 2925 | 364 | 408 | 2123 | 3793 | 20427
2052 | 1274 | 1586 | 2778 | 268 | 1941 | 2986 | 2946 | 364 | 411 | 2135 | 3816 | 20505
2053 | 1272 | 1586 | 2787 | 267 | 1944 | 2999 | 2966 | 366 | 411 | 2150 | 3840 | 20588

## I-9c-L
Table I-9c-L: Solar PV Peak Reductions, Behind-the-Meter - Lower Demand Policy Scenario
Reflects Total Cumulative Impacts
Reductions in Summer Coincident Peak Demand by Zone - MW AC
Year | A | B | C | D | E | F | G | H | I | J | K | NYCA
2023 | 118 | 130 | 186 | 14 | 127 | 134 | 114 | 20 | 22 | 86 | 162 | 1113
2024 | 122 | 134 | 191 | 14 | 130 | 135 | 115 | 20 | 22 | 87 | 163 | 1133
2025 | 129 | 140 | 200 | 15 | 136 | 136 | 117 | 20 | 23 | 88 | 161 | 1165
2026 | 136 | 145 | 208 | 15 | 141 | 137 | 117 | 20 | 23 | 89 | 159 | 1190
2027 | 142 | 149 | 214 | 16 | 144 | 134 | 116 | 20 | 23 | 89 | 155 | 1202
2028 | 146 | 152 | 217 | 16 | 146 | 130 | 114 | 19 | 22 | 88 | 151 | 1201
2029 | 145 | 152 | 216 | 16 | 145 | 126 | 112 | 19 | 22 | 86 | 147 | 1186
2030 | 141 | 151 | 212 | 15 | 142 | 124 | 112 | 20 | 23 | 89 | 148 | 1177
2031 | 136 | 149 | 207 | 16 | 138 | 123 | 112 | 19 | 22 | 91 | 148 | 1161
2032 | 131 | 145 | 201 | 15 | 134 | 123 | 111 | 19 | 22 | 92 | 150 | 1143
2033 | 125 | 141 | 193 | 15 | 128 | 122 | 110 | 18 | 22 | 93 | 151 | 1118
2034 | 118 | 136 | 184 | 14 | 123 | 119 | 108 | 19 | 21 | 93 | 149 | 1084
2035 | 112 | 129 | 175 | 13 | 116 | 117 | 106 | 18 | 20 | 92 | 146 | 1044
2036 | 105 | 121 | 166 | 13 | 111 | 112 | 102 | 17 | 19 | 89 | 142 | 997
2037 | 99 | 113 | 158 | 12 | 106 | 107 | 96 | 16 | 18 | 86 | 133 | 944
2038 | 93 | 106 | 152 | 12 | 101 | 100 | 90 | 15 | 17 | 81 | 124 | 891
2039 | 86 | 98 | 145 | 11 | 95 | 94 | 83 | 14 | 15 | 74 | 115 | 830
2040 | 80 | 90 | 136 | 10 | 89 | 87 | 77 | 13 | 14 | 68 | 103 | 767
2041 | 74 | 82 | 127 | 10 | 84 | 80 | 70 | 12 | 13 | 62 | 93 | 707
2042 | 68 | 75 | 119 | 9 | 77 | 73 | 64 | 11 | 12 | 57 | 83 | 648
2043 | 62 | 67 | 110 | 9 | 71 | 67 | 58 | 10 | 11 | 52 | 76 | 593
2044 | 56 | 61 | 100 | 8 | 65 | 62 | 54 | 9 | 10 | 47 | 68 | 540
2045 | 51 | 56 | 91 | 7 | 59 | 56 | 49 | 9 | 9 | 44 | 63 | 494
2046 | 46 | 51 | 83 | 7 | 54 | 51 | 46 | 8 | 9 | 40 | 58 | 453
2047 | 43 | 47 | 77 | 6 | 49 | 47 | 43 | 8 | 8 | 39 | 55 | 422
2048 | 40 | 43 | 71 | 6 | 45 | 45 | 40 | 6 | 8 | 36 | 53 | 393
2049 | 38 | 41 | 67 | 6 | 43 | 43 | 39 | 6 | 8 | 35 | 50 | 376
2050 | 37 | 40 | 65 | 6 | 42 | 42 | 39 | 6 | 8 | 35 | 49 | 369
2051 | 37 | 39 | 64 | 6 | 42 | 42 | 38 | 6 | 8 | 33 | 49 | 364
2052 | 36 | 39 | 64 | 5 | 41 | 41 | 38 | 6 | 6 | 33 | 49 | 358
2053 | 35 | 39 | 64 | 5 | 40 | 40 | 38 | 6 | 6 | 33 | 49 | 355
Note: The actual impact of solar PV varies considerably by hour of day. The hour of the NYCA coincident peak varies annually. Currently, the NYCA summer peak typically occurs in late afternoon. The NYCA summer peak will likely shift into the evening as additional BTM PV is added to the system, and as electric vehicle charging impacts increase during the evening hours.
Note: The winter coincident peak behind-the-meter solar PV impact is zero because the system typically peaks after sunset.

## I-9d-L
Table I-9d-L: Maximum Solar PV Generation, Behind-the-Meter - Lower Demand Policy Scenario
Reflects Total Cumulative Impacts
Maximum Hourly NYCA BTM Solar PV Generation - MW AC
Year | A | B | C | D | E | F | G | H | I | J | K | NYCA
2023 | 192 | 287 | 483 | 42 | 318 | 396 | 447 | 63 | 85 | 315 | 630 | 3258
2024 | 278 | 348 | 651 | 59 | 419 | 500 | 507 | 73 | 91 | 337 | 652 | 3915
2025 | 398 | 413 | 810 | 88 | 532 | 596 | 549 | 78 | 97 | 347 | 661 | 4569
2026 | 509 | 446 | 941 | 103 | 637 | 677 | 599 | 86 | 109 | 376 | 703 | 5186
2027 | 542 | 505 | 1032 | 113 | 700 | 732 | 680 | 96 | 122 | 427 | 788 | 5737
2028 | 570 | 556 | 1110 | 120 | 754 | 778 | 748 | 104 | 134 | 471 | 860 | 6205
2029 | 593 | 597 | 1174 | 126 | 798 | 820 | 804 | 111 | 143 | 507 | 918 | 6591
2030 | 611 | 629 | 1223 | 131 | 832 | 871 | 858 | 118 | 152 | 555 | 995 | 6975
2031 | 628 | 659 | 1271 | 136 | 865 | 923 | 909 | 124 | 160 | 601 | 1068 | 7344
2032 | 644 | 685 | 1313 | 140 | 893 | 980 | 963 | 130 | 169 | 651 | 1148 | 7716
2033 | 657 | 710 | 1350 | 145 | 919 | 1041 | 1019 | 137 | 178 | 706 | 1237 | 8099
2034 | 670 | 730 | 1384 | 149 | 942 | 1098 | 1072 | 143 | 186 | 759 | 1320 | 8453
2035 | 682 | 747 | 1411 | 152 | 960 | 1149 | 1126 | 149 | 193 | 808 | 1401 | 8778
2036 | 691 | 761 | 1434 | 154 | 976 | 1197 | 1179 | 155 | 201 | 857 | 1478 | 9083
2037 | 700 | 772 | 1453 | 158 | 990 | 1240 | 1229 | 161 | 207 | 902 | 1552 | 9364
2038 | 706 | 781 | 1470 | 158 | 1001 | 1281 | 1278 | 166 | 214 | 945 | 1622 | 9622
2039 | 713 | 789 | 1483 | 160 | 1009 | 1318 | 1324 | 171 | 220 | 987 | 1688 | 9862
2040 | 718 | 794 | 1494 | 162 | 1016 | 1351 | 1370 | 178 | 226 | 1025 | 1751 | 10085
2041 | 722 | 800 | 1504 | 163 | 1022 | 1382 | 1413 | 182 | 232 | 1062 | 1810 | 10292
2042 | 726 | 803 | 1510 | 166 | 1027 | 1411 | 1454 | 187 | 237 | 1096 | 1868 | 10485
2043 | 731 | 806 | 1515 | 167 | 1030 | 1436 | 1494 | 192 | 241 | 1127 | 1920 | 10659
2044 | 733 | 808 | 1519 | 168 | 1033 | 1460 | 1531 | 196 | 245 | 1159 | 1970 | 10822
2045 | 735 | 810 | 1522 | 168 | 1035 | 1481 | 1566 | 199 | 250 | 1186 | 2017 | 10969
2046 | 737 | 811 | 1524 | 169 | 1036 | 1500 | 1598 | 204 | 254 | 1212 | 2059 | 11104
2047 | 738 | 812 | 1525 | 170 | 1039 | 1518 | 1629 | 207 | 258 | 1236 | 2100 | 11232
2048 | 740 | 814 | 1526 | 170 | 1040 | 1534 | 1657 | 211 | 261 | 1259 | 2135 | 11347
2049 | 741 | 815 | 1528 | 171 | 1040 | 1548 | 1684 | 213 | 265 | 1279 | 2168 | 11452
2050 | 742 | 815 | 1529 | 171 | 1041 | 1561 | 1707 | 217 | 266 | 1297 | 2201 | 11547
2051 | 743 | 816 | 1530 | 172 | 1042 | 1573 | 1729 | 220 | 269 | 1314 | 2228 | 11636
2052 | 743 | 817 | 1529 | 172 | 1042 | 1578 | 1740 | 221 | 270 | 1322 | 2242 | 11676
2053 | 743 | 816 | 1531 | 172 | 1043 | 1584 | 1752 | 222 | 272 | 1331 | 2257 | 11723
Note: These values represent the hour with maximum BTM solar generation across the NYCA.

## I-10a-L
Table I-10a-L: Non-Solar Distributed Generation Nameplate Capacity, Behind-the-Meter - Lower Demand Policy Scenario
Reflects Total Cumulative Namplate Capacity
Namplate Capacity by Zone - MW
Year | A | B | C | D | E | F | G | H | I | J | K | NYCA
2023 | 19 | 8 | 53 | 7 | 50 | 42 | 9 | 2 | 10 | 178 | 43 | 421
2024 | 20 | 8 | 56 | 8 | 59 | 44 | 10 | 2 | 11 | 185 | 51 | 454
2025 | 21 | 9 | 59 | 8 | 59 | 45 | 10 | 2 | 11 | 191 | 51 | 466
2026 | 22 | 9 | 61 | 8 | 60 | 46 | 10 | 2 | 12 | 197 | 52 | 479
2027 | 23 | 9 | 64 | 9 | 60 | 47 | 11 | 2 | 12 | 203 | 52 | 492
2028 | 23 | 10 | 66 | 9 | 61 | 48 | 11 | 2 | 13 | 208 | 53 | 504
2029 | 24 | 10 | 68 | 9 | 61 | 49 | 11 | 2 | 13 | 214 | 53 | 514
2030 | 24 | 10 | 69 | 9 | 62 | 49 | 12 | 2 | 13 | 219 | 53 | 522
2031 | 25 | 11 | 71 | 9 | 62 | 50 | 12 | 2 | 14 | 224 | 54 | 534
2032 | 25 | 11 | 72 | 9 | 63 | 51 | 12 | 2 | 14 | 229 | 54 | 542
2033 | 26 | 11 | 73 | 9 | 63 | 52 | 13 | 3 | 14 | 234 | 54 | 552
2034 | 26 | 11 | 75 | 9 | 63 | 52 | 13 | 3 | 15 | 238 | 55 | 560
2035 | 26 | 12 | 75 | 9 | 64 | 53 | 13 | 3 | 15 | 243 | 55 | 568
2036 | 26 | 12 | 76 | 9 | 64 | 54 | 13 | 3 | 15 | 247 | 55 | 574
2037 | 26 | 12 | 77 | 9 | 64 | 54 | 14 | 3 | 16 | 251 | 55 | 581
2038 | 27 | 12 | 78 | 9 | 65 | 55 | 14 | 3 | 16 | 255 | 56 | 590
2039 | 27 | 12 | 78 | 10 | 65 | 55 | 14 | 3 | 16 | 259 | 56 | 595
2040 | 27 | 13 | 79 | 10 | 65 | 56 | 14 | 3 | 17 | 263 | 56 | 603
2041 | 27 | 13 | 80 | 10 | 66 | 56 | 15 | 3 | 17 | 267 | 56 | 610
2042 | 27 | 13 | 80 | 10 | 66 | 57 | 15 | 3 | 17 | 271 | 57 | 616
2043 | 27 | 13 | 80 | 10 | 66 | 58 | 15 | 3 | 17 | 274 | 57 | 620
2044 | 27 | 13 | 81 | 10 | 67 | 58 | 15 | 3 | 18 | 278 | 57 | 627
2045 | 27 | 14 | 81 | 10 | 67 | 59 | 16 | 3 | 18 | 281 | 57 | 633
2046 | 27 | 14 | 81 | 10 | 67 | 59 | 16 | 3 | 18 | 284 | 58 | 637
2047 | 27 | 14 | 82 | 10 | 67 | 59 | 16 | 3 | 18 | 287 | 58 | 641
2048 | 27 | 14 | 82 | 10 | 68 | 60 | 16 | 4 | 19 | 290 | 58 | 648
2049 | 27 | 14 | 82 | 10 | 68 | 60 | 16 | 4 | 19 | 293 | 58 | 651
2050 | 27 | 14 | 82 | 10 | 68 | 61 | 16 | 4 | 19 | 296 | 58 | 655
2051 | 27 | 15 | 82 | 10 | 68 | 61 | 17 | 4 | 19 | 299 | 59 | 661
2052 | 27 | 15 | 83 | 10 | 69 | 62 | 17 | 4 | 19 | 302 | 59 | 667
2053 | 27 | 15 | 83 | 10 | 69 | 62 | 17 | 4 | 20 | 304 | 59 | 670
Note: Resources include combined heat and power, anaerobic digesters, fuel cell facilities, small wind resources, and others.

## I-10b-L
Table I-10b-L: Non-Solar Distributed Generation Annual Energy Reductions, Behind-the-Meter - Lower Demand Policy Scenario
Reflects Total Cumulative Impacts
Reductions in Annual Energy by Zone - GWh
Year | A | B | C | D | E | F | G | H | I | J | K | NYCA
2023 | 110 | 46 | 306 | 40 | 289 | 243 | 52 | 12 | 58 | 655 | 158 | 1969
2024 | 116 | 46 | 324 | 46 | 341 | 254 | 58 | 12 | 64 | 681 | 188 | 2130
2025 | 121 | 52 | 341 | 46 | 341 | 260 | 58 | 12 | 64 | 703 | 188 | 2186
2026 | 127 | 52 | 353 | 46 | 347 | 266 | 58 | 12 | 69 | 725 | 191 | 2246
2027 | 133 | 52 | 370 | 52 | 347 | 272 | 64 | 12 | 69 | 747 | 191 | 2309
2028 | 133 | 58 | 382 | 52 | 353 | 278 | 64 | 12 | 75 | 765 | 195 | 2367
2029 | 139 | 58 | 393 | 52 | 353 | 283 | 64 | 12 | 75 | 787 | 195 | 2411
2030 | 139 | 58 | 399 | 52 | 358 | 283 | 69 | 12 | 75 | 806 | 195 | 2446
2031 | 145 | 64 | 410 | 52 | 358 | 289 | 69 | 12 | 81 | 824 | 199 | 2503
2032 | 145 | 64 | 416 | 52 | 364 | 295 | 69 | 12 | 81 | 843 | 199 | 2540
2033 | 150 | 64 | 422 | 52 | 364 | 301 | 75 | 17 | 81 | 861 | 199 | 2586
2034 | 150 | 64 | 434 | 52 | 364 | 301 | 75 | 17 | 87 | 876 | 202 | 2622
2035 | 150 | 69 | 434 | 52 | 370 | 306 | 75 | 17 | 87 | 894 | 202 | 2656
2036 | 150 | 69 | 439 | 52 | 370 | 312 | 75 | 17 | 87 | 909 | 202 | 2682
2037 | 150 | 69 | 445 | 52 | 370 | 312 | 81 | 17 | 93 | 923 | 202 | 2714
2038 | 156 | 69 | 451 | 52 | 376 | 318 | 81 | 17 | 93 | 938 | 206 | 2757
2039 | 156 | 69 | 451 | 58 | 376 | 318 | 81 | 17 | 93 | 953 | 206 | 2778
2040 | 156 | 75 | 457 | 58 | 376 | 324 | 81 | 17 | 98 | 968 | 206 | 2816
2041 | 156 | 75 | 463 | 58 | 382 | 324 | 87 | 17 | 98 | 982 | 206 | 2848
2042 | 156 | 75 | 463 | 58 | 382 | 330 | 87 | 17 | 98 | 997 | 210 | 2873
2043 | 156 | 75 | 463 | 58 | 382 | 335 | 87 | 17 | 98 | 1008 | 210 | 2889
2044 | 156 | 75 | 468 | 58 | 387 | 335 | 87 | 17 | 104 | 1023 | 210 | 2920
2045 | 156 | 81 | 468 | 58 | 387 | 341 | 93 | 17 | 104 | 1034 | 210 | 2949
2046 | 156 | 81 | 468 | 58 | 387 | 341 | 93 | 17 | 104 | 1045 | 213 | 2963
2047 | 156 | 81 | 474 | 58 | 387 | 341 | 93 | 17 | 104 | 1056 | 213 | 2980
2048 | 156 | 81 | 474 | 58 | 393 | 347 | 93 | 23 | 110 | 1067 | 213 | 3015
2049 | 156 | 81 | 474 | 58 | 393 | 347 | 93 | 23 | 110 | 1078 | 213 | 3026
2050 | 156 | 81 | 474 | 58 | 393 | 353 | 93 | 23 | 110 | 1089 | 213 | 3043
2051 | 156 | 87 | 474 | 58 | 393 | 353 | 98 | 23 | 110 | 1100 | 217 | 3069
2052 | 156 | 87 | 480 | 58 | 399 | 358 | 98 | 23 | 110 | 1111 | 217 | 3097
2053 | 156 | 87 | 480 | 58 | 399 | 358 | 98 | 23 | 116 | 1118 | 217 | 3110

## I-10c-L
Table I-10c-L: Non-Solar Distributed Generation Peak Reductions, Behind-the-Meter - Lower Demand Policy Scenario
Reflects Total Cumulative Impacts
Reductions in Summer and Winter Coincident Peak Demand by Zone - MW
Year | A | B | C | D | E | F | G | H | I | J | K | NYCA
2023 | 17 | 7 | 46 | 6 | 44 | 37 | 8 | 2 | 9 | 134 | 32 | 342
2024 | 17 | 7 | 49 | 7 | 51 | 38 | 9 | 2 | 10 | 139 | 38 | 367
2025 | 18 | 8 | 51 | 7 | 51 | 39 | 9 | 2 | 10 | 143 | 38 | 376
2026 | 19 | 8 | 53 | 7 | 52 | 40 | 9 | 2 | 10 | 148 | 39 | 387
2027 | 20 | 8 | 56 | 8 | 52 | 41 | 10 | 2 | 10 | 152 | 39 | 398
2028 | 20 | 9 | 57 | 8 | 53 | 42 | 10 | 2 | 11 | 156 | 40 | 408
2029 | 21 | 9 | 59 | 8 | 53 | 43 | 10 | 2 | 11 | 161 | 40 | 417
2030 | 21 | 9 | 60 | 8 | 54 | 43 | 10 | 2 | 11 | 164 | 40 | 422
2031 | 22 | 10 | 62 | 8 | 54 | 44 | 10 | 2 | 12 | 168 | 41 | 433
2032 | 22 | 10 | 63 | 8 | 55 | 44 | 10 | 2 | 12 | 172 | 41 | 439
2033 | 23 | 10 | 64 | 8 | 55 | 45 | 11 | 3 | 12 | 176 | 41 | 448
2034 | 23 | 10 | 65 | 8 | 55 | 45 | 11 | 3 | 13 | 179 | 41 | 453
2035 | 23 | 10 | 65 | 8 | 56 | 46 | 11 | 3 | 13 | 182 | 41 | 458
2036 | 23 | 10 | 66 | 8 | 56 | 47 | 11 | 3 | 13 | 185 | 41 | 463
2037 | 23 | 10 | 67 | 8 | 56 | 47 | 12 | 3 | 14 | 188 | 41 | 469
2038 | 23 | 10 | 68 | 8 | 57 | 48 | 12 | 3 | 14 | 191 | 42 | 476
2039 | 23 | 10 | 68 | 9 | 57 | 48 | 12 | 3 | 14 | 194 | 42 | 480
2040 | 23 | 11 | 69 | 9 | 57 | 49 | 12 | 3 | 15 | 197 | 42 | 487
2041 | 23 | 11 | 70 | 9 | 57 | 49 | 13 | 3 | 15 | 200 | 42 | 492
2042 | 23 | 11 | 70 | 9 | 57 | 50 | 13 | 3 | 15 | 203 | 43 | 497
2043 | 23 | 11 | 70 | 9 | 57 | 50 | 13 | 3 | 15 | 206 | 43 | 500
2044 | 23 | 11 | 70 | 9 | 58 | 50 | 13 | 3 | 16 | 209 | 43 | 505
2045 | 23 | 12 | 70 | 9 | 58 | 51 | 14 | 3 | 16 | 211 | 43 | 510
2046 | 23 | 12 | 70 | 9 | 58 | 51 | 14 | 3 | 16 | 213 | 44 | 513
2047 | 23 | 12 | 71 | 9 | 58 | 51 | 14 | 3 | 16 | 215 | 44 | 516
2048 | 23 | 12 | 71 | 9 | 59 | 52 | 14 | 3 | 17 | 218 | 44 | 522
2049 | 23 | 12 | 71 | 9 | 59 | 52 | 14 | 3 | 17 | 220 | 44 | 524
2050 | 23 | 12 | 71 | 9 | 59 | 53 | 14 | 3 | 17 | 222 | 44 | 527
2051 | 23 | 13 | 71 | 9 | 59 | 53 | 15 | 3 | 17 | 224 | 44 | 531
2052 | 23 | 13 | 72 | 9 | 60 | 54 | 15 | 3 | 17 | 227 | 44 | 537
2053 | 23 | 13 | 72 | 9 | 60 | 54 | 15 | 3 | 17 | 228 | 44 | 538
Note: Peak reductions reflect estimated summer reductions for the year listed, along with reductions for the following winter.
For example, the values listed for 2023 reflect reductions to the 2023 summer peak and the 2023-24 winter peak.

## I-11a-L
Table I-11a-L: Electric Vehicle Stock Forecast - Lower Demand Policy Scenario
Reflects Total NYCA Stock
Number of Electric Vehicles by Type - NYCA
Year | LDV (1) | MHDV (2) | Buses (3) | Total Stock
2023 | 181400 | 1000 | 1200 | 183600
2024 | 266000 | 1900 | 2200 | 270100
2025 | 372500 | 3100 | 4100 | 379700
2026 | 503700 | 4700 | 7400 | 515800
2027 | 662600 | 6600 | 13000 | 682200
2028 | 852900 | 9000 | 18400 | 880300
2029 | 1078700 | 11700 | 23700 | 1114100
2030 | 1344400 | 14800 | 28700 | 1387900
2031 | 1655100 | 18400 | 33400 | 1706900
2032 | 2016100 | 22400 | 37600 | 2076100
2033 | 2433300 | 26900 | 41300 | 2501500
2034 | 2902800 | 31800 | 44400 | 2979000
2035 | 3410400 | 37200 | 46800 | 3494400
2036 | 3929300 | 43000 | 48500 | 4020800
2037 | 4439400 | 49200 | 49600 | 4538200
2038 | 4927400 | 55700 | 50100 | 5033200
2039 | 5388900 | 62600 | 50300 | 5501800
2040 | 5819700 | 69800 | 50300 | 5939800
2041 | 6216500 | 77200 | 50300 | 6344000
2042 | 6577000 | 84800 | 50300 | 6712100
2043 | 6900400 | 92800 | 50300 | 7043500
2044 | 7184700 | 101000 | 50400 | 7336100
2045 | 7427800 | 109300 | 50400 | 7587500
2046 | 7628300 | 117200 | 50400 | 7795900
2047 | 7785400 | 124600 | 50300 | 7960300
2048 | 7898900 | 131300 | 50300 | 8080500
2049 | 7969900 | 137400 | 50200 | 8157500
2050 | 8000500 | 142700 | 50100 | 8193300
2051 | 7996100 | 146900 | 49900 | 8192900
2052 | 7965100 | 150200 | 49600 | 8164900
2053 | 7916500 | 152800 | 49400 | 8118700
(1) - Light Duty Vehicles, at most 8,500 lb.
(2) - Medium and Heavy Duty Vehicles, greater than 8,500 lb.
(3) - Includes school and transit buses.
Note: For reference, according to the New York State Department of Motor Vehicles, there are approximately
9.8 million LDVs, 515,000 MHDVs, and 60,000 buses currently registered in the state.

## I-11b-L
Table I-11b-L: Electric Vehicle Annual Energy Usage - Lower Demand Policy Scenario
Reflects Total Cumulative Impacts
Total Annual Energy Usage by Zone - GWh
Year | A | B | C | D | E | F | G | H | I | J | K | NYCA
2023 | 49 | 45 | 52 | 4 | 27 | 61 | 69 | 23 | 39 | 149 | 159 | 677
2024 | 77 | 67 | 82 | 7 | 45 | 93 | 105 | 32 | 56 | 191 | 231 | 986
2025 | 116 | 95 | 122 | 10 | 70 | 135 | 150 | 43 | 75 | 245 | 317 | 1378
2026 | 168 | 132 | 176 | 15 | 105 | 189 | 210 | 56 | 100 | 316 | 427 | 1894
2027 | 238 | 181 | 248 | 22 | 153 | 261 | 290 | 72 | 131 | 410 | 569 | 2575
2028 | 325 | 240 | 336 | 31 | 211 | 348 | 387 | 92 | 168 | 524 | 738 | 3400
2029 | 429 | 310 | 441 | 41 | 282 | 453 | 504 | 114 | 210 | 659 | 937 | 4380
2030 | 553 | 392 | 565 | 53 | 366 | 576 | 643 | 139 | 260 | 817 | 1167 | 5531
2031 | 697 | 485 | 709 | 68 | 464 | 720 | 803 | 168 | 315 | 998 | 1429 | 6856
2032 | 864 | 593 | 876 | 84 | 579 | 885 | 989 | 200 | 378 | 1207 | 1728 | 8383
2033 | 1057 | 716 | 1068 | 104 | 711 | 1076 | 1203 | 237 | 449 | 1445 | 2067 | 10133
2034 | 1274 | 854 | 1283 | 125 | 859 | 1290 | 1444 | 277 | 527 | 1712 | 2445 | 12090
2035 | 1510 | 1002 | 1516 | 149 | 1021 | 1523 | 1706 | 320 | 611 | 2000 | 2851 | 14209
2036 | 1752 | 1154 | 1756 | 173 | 1187 | 1764 | 1978 | 363 | 697 | 2297 | 3266 | 16387
2037 | 1993 | 1305 | 1994 | 197 | 1352 | 2004 | 2249 | 406 | 782 | 2592 | 3677 | 18551
2038 | 2227 | 1451 | 2226 | 221 | 1513 | 2239 | 2514 | 448 | 864 | 2880 | 4075 | 20658
2039 | 2452 | 1591 | 2449 | 243 | 1668 | 2466 | 2770 | 487 | 943 | 3158 | 4456 | 22683
2040 | 2666 | 1724 | 2661 | 265 | 1816 | 2684 | 3016 | 524 | 1017 | 3424 | 4817 | 24614
2041 | 2868 | 1849 | 2861 | 285 | 1955 | 2891 | 3249 | 559 | 1087 | 3675 | 5155 | 26434
2042 | 3057 | 1965 | 3048 | 304 | 2085 | 3085 | 3469 | 591 | 1151 | 3912 | 5470 | 28137
2043 | 3231 | 2072 | 3220 | 321 | 2204 | 3267 | 3674 | 620 | 1212 | 4132 | 5761 | 29714
2044 | 3388 | 2170 | 3377 | 337 | 2313 | 3435 | 3862 | 647 | 1267 | 4335 | 6027 | 31158
2045 | 3528 | 2257 | 3517 | 350 | 2409 | 3587 | 4033 | 671 | 1316 | 4518 | 6265 | 32451
2046 | 3648 | 2332 | 3637 | 362 | 2491 | 3720 | 4182 | 692 | 1360 | 4679 | 6472 | 33575
2047 | 3747 | 2394 | 3736 | 372 | 2559 | 3833 | 4309 | 709 | 1396 | 4814 | 6645 | 34514
2048 | 3824 | 2442 | 3814 | 379 | 2611 | 3925 | 4413 | 723 | 1426 | 4925 | 6783 | 35265
2049 | 3880 | 2478 | 3871 | 384 | 2648 | 3997 | 4494 | 734 | 1448 | 5010 | 6886 | 35830
2050 | 3915 | 2501 | 3908 | 387 | 2672 | 4049 | 4553 | 741 | 1464 | 5070 | 6956 | 36216
2051 | 3927 | 2510 | 3921 | 387 | 2679 | 4077 | 4586 | 744 | 1472 | 5102 | 6988 | 36393
2052 | 3918 | 2507 | 3914 | 386 | 2671 | 4086 | 4598 | 744 | 1473 | 5110 | 6985 | 36392
2053 | 3899 | 2496 | 3896 | 383 | 2656 | 4085 | 4598 | 742 | 1470 | 5105 | 6966 | 36296

## I-11c-L
Table I-11c-L: Electric Vehicle Summer Coincident Peak Demand - Lower Demand Policy Scenario
Reflects Total Cumulative Impacts
Total Increase in Summer Coincident Peak Demand by Zone - MW
Year | A | B | C | D | E | F | G | H | I | J | K | NYCA
2023 | 5 | 5 | 6 | 0 | 3 | 7 | 7 | 2 | 4 | 16 | 17 | 72
2024 | 8 | 7 | 9 | 1 | 5 | 10 | 11 | 3 | 6 | 20 | 25 | 105
2025 | 12 | 10 | 13 | 1 | 7 | 14 | 16 | 5 | 8 | 26 | 34 | 146
2026 | 17 | 14 | 18 | 2 | 11 | 20 | 22 | 6 | 10 | 33 | 45 | 198
2027 | 24 | 19 | 25 | 2 | 16 | 27 | 30 | 7 | 13 | 42 | 58 | 263
2028 | 33 | 24 | 34 | 3 | 22 | 36 | 39 | 9 | 17 | 53 | 75 | 345
2029 | 44 | 32 | 45 | 4 | 29 | 46 | 51 | 12 | 21 | 67 | 95 | 446
2030 | 56 | 40 | 58 | 5 | 37 | 59 | 65 | 14 | 26 | 83 | 119 | 562
2031 | 71 | 50 | 72 | 7 | 47 | 74 | 82 | 17 | 32 | 102 | 146 | 700
2032 | 89 | 61 | 90 | 9 | 59 | 91 | 101 | 21 | 39 | 124 | 177 | 861
2033 | 109 | 74 | 110 | 11 | 73 | 111 | 124 | 24 | 46 | 149 | 213 | 1044
2034 | 132 | 88 | 133 | 13 | 89 | 133 | 149 | 29 | 54 | 177 | 253 | 1250
2035 | 157 | 104 | 157 | 15 | 106 | 158 | 177 | 33 | 63 | 207 | 296 | 1473
2036 | 182 | 120 | 183 | 18 | 123 | 183 | 206 | 38 | 73 | 239 | 340 | 1705
2037 | 208 | 136 | 208 | 21 | 141 | 209 | 235 | 42 | 82 | 271 | 384 | 1937
2038 | 233 | 152 | 233 | 23 | 158 | 234 | 263 | 47 | 90 | 302 | 427 | 2162
2039 | 257 | 167 | 257 | 26 | 175 | 259 | 291 | 51 | 99 | 332 | 468 | 2382
2040 | 281 | 181 | 280 | 28 | 191 | 282 | 317 | 55 | 107 | 360 | 507 | 2589
2041 | 303 | 195 | 302 | 30 | 206 | 305 | 343 | 59 | 115 | 388 | 544 | 2790
2042 | 323 | 208 | 322 | 32 | 220 | 326 | 367 | 62 | 122 | 414 | 578 | 2974
2043 | 342 | 220 | 341 | 34 | 234 | 346 | 389 | 66 | 128 | 438 | 610 | 3148
2044 | 360 | 230 | 359 | 36 | 246 | 365 | 410 | 69 | 134 | 460 | 640 | 3309
2045 | 375 | 240 | 374 | 37 | 256 | 381 | 429 | 71 | 140 | 481 | 666 | 3450
2046 | 389 | 248 | 388 | 39 | 265 | 396 | 446 | 74 | 145 | 499 | 690 | 3579
2047 | 400 | 255 | 399 | 40 | 273 | 409 | 460 | 76 | 149 | 514 | 709 | 3684
2048 | 409 | 261 | 408 | 40 | 279 | 420 | 472 | 77 | 152 | 526 | 725 | 3769
2049 | 415 | 265 | 414 | 41 | 283 | 428 | 481 | 79 | 155 | 536 | 737 | 3834
2050 | 420 | 268 | 419 | 41 | 286 | 434 | 488 | 79 | 157 | 543 | 746 | 3881
2051 | 421 | 269 | 421 | 42 | 287 | 438 | 492 | 80 | 158 | 547 | 750 | 3905
2052 | 421 | 269 | 420 | 41 | 287 | 439 | 494 | 80 | 158 | 549 | 750 | 3908
2053 | 419 | 268 | 419 | 41 | 286 | 439 | 494 | 80 | 158 | 549 | 749 | 3902
Note: The Lower Demand Policy scenario electric vehicle peak forecast assumes an increasing share of managed charging over time.

## I-11d-L
Table I-11d-L: Electric Vehicle Winter Coincident Peak Demand - Lower Demand Policy Scenario
Reflects Total Cumulative Impacts
Total Increase in Winter Coincident Peak Demand by Zone - MW
Year | A | B | C | D | E | F | G | H | I | J | K | NYCA
2023-24 | 7 | 6 | 8 | 1 | 4 | 9 | 10 | 3 | 6 | 22 | 23 | 99
2024-25 | 11 | 10 | 12 | 1 | 6 | 13 | 15 | 5 | 8 | 27 | 33 | 141
2025-26 | 16 | 13 | 17 | 1 | 10 | 19 | 21 | 6 | 11 | 35 | 45 | 194
2026-27 | 23 | 18 | 25 | 2 | 15 | 26 | 29 | 8 | 14 | 44 | 60 | 264
2027-28 | 33 | 25 | 34 | 3 | 21 | 36 | 40 | 10 | 18 | 57 | 78 | 355
2028-29 | 44 | 33 | 46 | 4 | 29 | 48 | 53 | 13 | 23 | 72 | 101 | 466
2029-30 | 59 | 42 | 60 | 6 | 38 | 62 | 69 | 16 | 29 | 90 | 128 | 599
2030-31 | 76 | 54 | 77 | 7 | 50 | 79 | 88 | 19 | 35 | 112 | 159 | 756
2031-32 | 95 | 67 | 97 | 9 | 64 | 99 | 110 | 23 | 43 | 137 | 196 | 940
2032-33 | 119 | 82 | 120 | 12 | 80 | 122 | 136 | 28 | 52 | 166 | 237 | 1154
2033-34 | 146 | 99 | 147 | 14 | 98 | 148 | 166 | 33 | 62 | 199 | 285 | 1397
2034-35 | 176 | 118 | 178 | 17 | 119 | 179 | 200 | 38 | 73 | 237 | 338 | 1673
2035-36 | 210 | 139 | 211 | 21 | 142 | 212 | 237 | 44 | 85 | 278 | 396 | 1975
2036-37 | 244 | 161 | 245 | 24 | 165 | 246 | 276 | 51 | 97 | 320 | 455 | 2284
2037-38 | 279 | 182 | 279 | 28 | 189 | 280 | 314 | 57 | 109 | 363 | 514 | 2594
2038-39 | 312 | 204 | 312 | 31 | 212 | 314 | 353 | 63 | 121 | 404 | 572 | 2898
2039-40 | 345 | 224 | 345 | 34 | 235 | 347 | 390 | 69 | 133 | 444 | 627 | 3193
2040-41 | 376 | 243 | 375 | 37 | 256 | 379 | 425 | 74 | 143 | 483 | 679 | 3470
2041-42 | 406 | 261 | 405 | 40 | 276 | 409 | 460 | 79 | 154 | 520 | 729 | 3739
2042-43 | 433 | 279 | 432 | 43 | 296 | 437 | 492 | 84 | 163 | 555 | 775 | 3989
2043-44 | 459 | 294 | 458 | 46 | 313 | 464 | 522 | 88 | 172 | 587 | 819 | 4222
2044-45 | 483 | 309 | 481 | 48 | 329 | 489 | 550 | 92 | 180 | 617 | 858 | 4436
2045-46 | 504 | 322 | 502 | 50 | 344 | 512 | 576 | 96 | 188 | 645 | 894 | 4633
2046-47 | 522 | 333 | 520 | 52 | 356 | 532 | 598 | 99 | 194 | 669 | 926 | 4801
2047-48 | 537 | 343 | 535 | 53 | 367 | 549 | 617 | 102 | 200 | 690 | 952 | 4945
2048-49 | 549 | 351 | 547 | 54 | 375 | 563 | 633 | 104 | 205 | 707 | 974 | 5062
2049-50 | 558 | 356 | 557 | 55 | 381 | 575 | 646 | 106 | 208 | 720 | 990 | 5152
2050-51 | 564 | 360 | 563 | 56 | 385 | 583 | 656 | 107 | 211 | 730 | 1002 | 5217
2051-52 | 566 | 362 | 565 | 56 | 386 | 588 | 661 | 107 | 212 | 736 | 1007 | 5246
2052-53 | 566 | 362 | 565 | 56 | 386 | 590 | 664 | 107 | 213 | 738 | 1008 | 5255
2053-54 | 563 | 361 | 563 | 55 | 384 | 590 | 665 | 107 | 213 | 738 | 1007 | 5246
Note: The Lower Demand Policy scenario electric vehicle peak forecast assumes an increasing share of managed charging over time.

## I-12a-L
Table I-12a-L: Energy Storage Nameplate Capacity, Behind-the-Meter - Lower Demand Policy Scenario
Reflects Total Cumulative Nameplate Capacity of Behind-the-Meter Storage
Nameplate Capacity by Zone - MW
Year | A | B | C | D | E | F | G | H | I | J | K | NYCA
2023 | 13 | 8 | 72 | 0 | 43 | 36 | 74 | 8 | 10 | 22 | 34 | 320
2024 | 25 | 12 | 83 | 0 | 47 | 47 | 103 | 23 | 27 | 80 | 43 | 490
2025 | 37 | 15 | 96 | 0 | 53 | 59 | 128 | 33 | 39 | 130 | 53 | 643
2026 | 48 | 19 | 107 | 0 | 57 | 70 | 152 | 45 | 51 | 184 | 62 | 795
2027 | 58 | 22 | 119 | 0 | 62 | 81 | 174 | 57 | 65 | 259 | 72 | 969
2028 | 69 | 26 | 130 | 1 | 66 | 92 | 183 | 66 | 74 | 340 | 81 | 1128
2029 | 79 | 29 | 140 | 1 | 70 | 102 | 192 | 74 | 82 | 404 | 91 | 1264
2030 | 88 | 33 | 149 | 1 | 74 | 111 | 200 | 79 | 86 | 448 | 100 | 1369
2031 | 97 | 36 | 159 | 1 | 78 | 120 | 205 | 81 | 88 | 473 | 110 | 1448
2032 | 103 | 39 | 167 | 2 | 81 | 127 | 210 | 83 | 90 | 492 | 119 | 1513
2033 | 111 | 42 | 174 | 2 | 84 | 134 | 214 | 85 | 91 | 506 | 129 | 1572
2034 | 117 | 44 | 181 | 2 | 87 | 141 | 219 | 86 | 93 | 519 | 138 | 1627
2035 | 123 | 47 | 187 | 2 | 89 | 147 | 221 | 87 | 94 | 530 | 148 | 1675
2036 | 128 | 49 | 192 | 2 | 91 | 152 | 225 | 89 | 95 | 542 | 157 | 1722
2037 | 132 | 51 | 196 | 2 | 93 | 156 | 228 | 90 | 96 | 554 | 167 | 1765
2038 | 135 | 52 | 201 | 2 | 95 | 159 | 231 | 91 | 97 | 566 | 176 | 1805
2039 | 138 | 53 | 204 | 3 | 96 | 163 | 235 | 92 | 99 | 579 | 186 | 1848
2040 | 142 | 55 | 208 | 3 | 98 | 165 | 240 | 94 | 100 | 592 | 195 | 1892
2041 | 144 | 56 | 210 | 4 | 99 | 169 | 243 | 96 | 102 | 605 | 205 | 1933
2042 | 146 | 57 | 211 | 4 | 99 | 170 | 249 | 97 | 104 | 619 | 214 | 1970
2043 | 148 | 58 | 214 | 5 | 100 | 172 | 254 | 98 | 105 | 632 | 224 | 2010
2044 | 150 | 58 | 216 | 5 | 101 | 174 | 258 | 100 | 107 | 645 | 233 | 2047
2045 | 151 | 59 | 218 | 5 | 102 | 176 | 261 | 102 | 108 | 656 | 243 | 2081
2046 | 153 | 60 | 219 | 5 | 103 | 177 | 266 | 103 | 110 | 668 | 252 | 2116
2047 | 154 | 60 | 221 | 5 | 103 | 179 | 269 | 105 | 111 | 678 | 261 | 2146
2048 | 155 | 61 | 222 | 5 | 104 | 179 | 273 | 106 | 113 | 688 | 271 | 2177
2049 | 157 | 61 | 224 | 5 | 104 | 181 | 276 | 107 | 114 | 696 | 280 | 2205
2050 | 157 | 62 | 225 | 6 | 105 | 182 | 280 | 108 | 115 | 704 | 290 | 2234
2051 | 159 | 62 | 226 | 6 | 106 | 183 | 283 | 109 | 116 | 711 | 299 | 2260
2052 | 159 | 63 | 226 | 6 | 107 | 184 | 286 | 110 | 118 | 717 | 309 | 2285
2053 | 161 | 63 | 228 | 6 | 107 | 185 | 289 | 111 | 119 | 723 | 318 | 2310
Note: The storage capacity forecast includes only behind-the-meter resources, which reflect only a portion of the State’s energy storage targets.
These targets are expected to be met largely through interconnecting wholesale energy storage projects.
Pumped Storage is not included. See Table III-2 for current resources.

## I-12b-L
Table I-12b-L: Energy Storage Energy Impacts - Lower Demand Policy Scenario
Reflects Total Cumulative Impacts - Including Wholesale and Behind-the-Meter
Annual Net Electricity Consumption by Zone - GWh
Year | A | B | C | D | E | F | G | H | I | J | K | NYCA
2023 | 2 | 1 | 16 | 3 | 6 | 8 | 11 | 1 | 1 | 3 | 5 | 57
2024 | 7 | 2 | 21 | 3 | 8 | 11 | 48 | 12 | 6 | 21 | 20 | 159
2025 | 9 | 2 | 25 | 3 | 10 | 15 | 56 | 21 | 11 | 60 | 35 | 247
2026 | 34 | 3 | 29 | 3 | 12 | 18 | 64 | 32 | 15 | 77 | 87 | 374
2027 | 36 | 3 | 46 | 3 | 14 | 21 | 72 | 42 | 19 | 215 | 102 | 573
2028 | 38 | 4 | 53 | 3 | 16 | 26 | 81 | 59 | 25 | 244 | 129 | 678
2029 | 41 | 5 | 59 | 3 | 19 | 30 | 90 | 76 | 31 | 271 | 156 | 781
2030 | 44 | 5 | 66 | 4 | 22 | 35 | 99 | 92 | 36 | 295 | 183 | 881
2031 | 46 | 6 | 72 | 4 | 25 | 39 | 108 | 108 | 41 | 317 | 209 | 975
2032 | 48 | 6 | 78 | 4 | 27 | 43 | 117 | 124 | 46 | 337 | 236 | 1066
2033 | 50 | 7 | 85 | 4 | 30 | 47 | 126 | 140 | 50 | 357 | 263 | 1159
2034 | 52 | 7 | 91 | 4 | 33 | 51 | 134 | 156 | 55 | 376 | 290 | 1249
2035 | 54 | 8 | 97 | 4 | 35 | 55 | 143 | 172 | 60 | 396 | 317 | 1341
2036 | 56 | 8 | 102 | 5 | 38 | 59 | 151 | 188 | 65 | 415 | 343 | 1430
2037 | 58 | 9 | 108 | 5 | 40 | 63 | 160 | 204 | 69 | 435 | 370 | 1521
2038 | 60 | 9 | 114 | 5 | 43 | 66 | 168 | 220 | 74 | 454 | 397 | 1610
2039 | 61 | 9 | 120 | 5 | 45 | 70 | 177 | 236 | 79 | 473 | 424 | 1699
2040 | 63 | 10 | 125 | 5 | 47 | 73 | 186 | 252 | 83 | 493 | 450 | 1787
2041 | 65 | 10 | 131 | 6 | 50 | 77 | 194 | 268 | 88 | 513 | 477 | 1879
2042 | 66 | 11 | 136 | 6 | 52 | 80 | 203 | 284 | 93 | 532 | 504 | 1967
2043 | 67 | 11 | 141 | 6 | 54 | 84 | 212 | 300 | 98 | 552 | 531 | 2056
2044 | 69 | 11 | 147 | 6 | 57 | 87 | 220 | 316 | 102 | 571 | 558 | 2144
2045 | 70 | 11 | 152 | 6 | 59 | 90 | 229 | 332 | 107 | 591 | 584 | 2231
2046 | 72 | 12 | 158 | 6 | 61 | 93 | 238 | 348 | 112 | 610 | 611 | 2321
2047 | 73 | 12 | 163 | 7 | 64 | 97 | 246 | 364 | 117 | 629 | 638 | 2410
2048 | 74 | 12 | 168 | 7 | 66 | 100 | 255 | 380 | 121 | 648 | 665 | 2496
2049 | 76 | 12 | 174 | 7 | 68 | 103 | 263 | 396 | 126 | 667 | 691 | 2583
2050 | 77 | 12 | 179 | 7 | 70 | 106 | 272 | 412 | 131 | 686 | 718 | 2670
2051 | 78 | 13 | 184 | 7 | 73 | 110 | 280 | 428 | 135 | 705 | 745 | 2758
2052 | 80 | 13 | 189 | 7 | 75 | 113 | 289 | 444 | 140 | 723 | 772 | 2845
2053 | 81 | 13 | 195 | 8 | 77 | 116 | 297 | 459 | 145 | 742 | 799 | 2932
Note: Both wholesale and behind-the-meter storage contribute to sytem net energy consumption.
Note: Values listed reflect net energy consumption due to round trip efficiency or battery losses.

## I-12c-L
Table I-12c-L: Energy Storage Peak Reductions, Behind-the-Meter - Lower Demand Policy Scenario
Reflects Total Cumulative Impacts
Reductions in Summer and Winter Coincident Peak Demand by Zone - MW
Year | A | B | C | D | E | F | G | H | I | J | K | NYCA
2023 | 10 | 6 | 58 | 0 | 34 | 29 | 44 | 5 | 6 | 13 | 29 | 234
2024 | 20 | 10 | 66 | 0 | 38 | 38 | 62 | 16 | 16 | 48 | 37 | 351
2025 | 30 | 12 | 77 | 0 | 42 | 47 | 77 | 22 | 23 | 78 | 45 | 453
2026 | 38 | 15 | 86 | 0 | 46 | 56 | 91 | 30 | 31 | 111 | 53 | 557
2027 | 46 | 18 | 95 | 0 | 50 | 65 | 104 | 38 | 39 | 155 | 61 | 671
2028 | 55 | 21 | 104 | 1 | 53 | 74 | 110 | 45 | 44 | 204 | 69 | 780
2029 | 63 | 23 | 112 | 1 | 56 | 82 | 115 | 50 | 49 | 243 | 77 | 871
2030 | 70 | 26 | 119 | 1 | 59 | 89 | 120 | 53 | 52 | 269 | 85 | 943
2031 | 78 | 29 | 127 | 1 | 62 | 96 | 123 | 55 | 53 | 284 | 94 | 1002
2032 | 82 | 31 | 134 | 2 | 65 | 102 | 126 | 56 | 54 | 295 | 101 | 1048
2033 | 89 | 34 | 139 | 2 | 67 | 107 | 128 | 57 | 55 | 304 | 110 | 1092
2034 | 94 | 35 | 145 | 2 | 70 | 113 | 131 | 58 | 56 | 311 | 117 | 1132
2035 | 98 | 38 | 150 | 2 | 71 | 118 | 133 | 59 | 56 | 318 | 126 | 1169
2036 | 102 | 39 | 154 | 2 | 73 | 122 | 135 | 60 | 57 | 325 | 133 | 1202
2037 | 106 | 41 | 157 | 2 | 74 | 125 | 137 | 61 | 58 | 332 | 142 | 1235
2038 | 108 | 42 | 161 | 2 | 76 | 127 | 139 | 61 | 58 | 340 | 150 | 1264
2039 | 110 | 42 | 163 | 2 | 77 | 130 | 141 | 62 | 59 | 347 | 158 | 1291
2040 | 114 | 44 | 166 | 2 | 78 | 132 | 144 | 63 | 60 | 355 | 166 | 1324
2041 | 115 | 45 | 168 | 3 | 79 | 135 | 146 | 65 | 61 | 363 | 174 | 1354
2042 | 117 | 46 | 169 | 3 | 79 | 136 | 149 | 65 | 62 | 371 | 182 | 1379
2043 | 118 | 46 | 171 | 4 | 80 | 138 | 152 | 66 | 63 | 379 | 190 | 1407
2044 | 120 | 46 | 173 | 4 | 81 | 139 | 155 | 68 | 64 | 387 | 198 | 1435
2045 | 121 | 47 | 174 | 4 | 82 | 141 | 157 | 69 | 65 | 394 | 207 | 1461
2046 | 122 | 48 | 175 | 4 | 82 | 142 | 160 | 70 | 66 | 401 | 214 | 1484
2047 | 123 | 48 | 177 | 4 | 82 | 143 | 161 | 71 | 67 | 407 | 222 | 1505
2048 | 124 | 49 | 178 | 4 | 83 | 143 | 164 | 72 | 68 | 413 | 230 | 1528
2049 | 126 | 49 | 179 | 4 | 83 | 145 | 166 | 72 | 68 | 417 | 238 | 1547
2050 | 126 | 50 | 180 | 5 | 84 | 146 | 168 | 73 | 69 | 422 | 247 | 1570
2051 | 127 | 50 | 181 | 5 | 85 | 146 | 170 | 74 | 70 | 426 | 254 | 1588
2052 | 127 | 50 | 181 | 5 | 86 | 147 | 172 | 74 | 71 | 430 | 263 | 1606
2053 | 129 | 50 | 182 | 5 | 86 | 148 | 173 | 75 | 71 | 434 | 270 | 1623
Note: Peak Reductions due to behind-the-meter storage. Wholesale market storage is assumed to be dispatched as generation.
Note: Peak reductions reflect estimated summer reductions for the year listed, along with reductions for the following winter.
For example, the values listed for 2023 reflect reductions to the 2023 summer peak and the 2023-24 winter peak.

## I-13a-L
Table I-13a-L: Building Electrification Annual Energy Usage - Lower Demand Policy Scenario
Reflects Cumulative Future Impacts
Total Annual Energy Usage by Zone - GWh
Year | A | B | C | D | E | F | G | H | I | J | K | NYCA
2023 | 121 | 104 | 107 | 7 | 65 | 116 | 79 | 19 | 42 | 404 | 180 | 1244
2024 | 259 | 223 | 229 | 15 | 138 | 249 | 169 | 41 | 90 | 856 | 384 | 2653
2025 | 419 | 361 | 371 | 25 | 223 | 403 | 275 | 66 | 146 | 1384 | 621 | 4294
2026 | 604 | 519 | 534 | 36 | 321 | 580 | 397 | 96 | 211 | 2000 | 896 | 6194
2027 | 816 | 702 | 722 | 49 | 434 | 784 | 538 | 129 | 285 | 2716 | 1212 | 8387
2028 | 1059 | 909 | 936 | 63 | 563 | 1017 | 701 | 168 | 371 | 3536 | 1573 | 10896
2029 | 1328 | 1141 | 1175 | 79 | 707 | 1277 | 883 | 211 | 466 | 4448 | 1976 | 13691
2030 | 1631 | 1400 | 1442 | 97 | 868 | 1568 | 1087 | 260 | 573 | 5476 | 2429 | 16831
2031 | 1963 | 1685 | 1736 | 117 | 1045 | 1888 | 1314 | 313 | 691 | 6610 | 2927 | 20289
2032 | 2328 | 1997 | 2059 | 138 | 1239 | 2239 | 1564 | 371 | 822 | 7866 | 3475 | 24098
2033 | 2717 | 2329 | 2402 | 161 | 1446 | 2613 | 1831 | 434 | 960 | 9205 | 4058 | 28156
2034 | 3127 | 2680 | 2764 | 185 | 1665 | 3009 | 2115 | 500 | 1108 | 10633 | 4677 | 32463
2035 | 3551 | 3042 | 3138 | 210 | 1890 | 3417 | 2410 | 568 | 1260 | 12112 | 5317 | 36915
2036 | 3984 | 3411 | 3520 | 236 | 2121 | 3834 | 2714 | 638 | 1417 | 13636 | 5972 | 41483
2037 | 4409 | 3775 | 3895 | 261 | 2347 | 4245 | 3014 | 707 | 1570 | 15129 | 6617 | 45969
2038 | 4826 | 4131 | 4262 | 285 | 2569 | 4648 | 3311 | 775 | 1722 | 16610 | 7252 | 50391
2039 | 5224 | 4471 | 4613 | 309 | 2781 | 5034 | 3597 | 840 | 1868 | 18034 | 7861 | 54632
2040 | 5600 | 4790 | 4943 | 331 | 2981 | 5397 | 3870 | 901 | 2006 | 19393 | 8437 | 58649
2041 | 5938 | 5079 | 5240 | 350 | 3160 | 5725 | 4117 | 956 | 2130 | 20615 | 8958 | 62268
2042 | 6243 | 5339 | 5508 | 368 | 3322 | 6023 | 4345 | 1006 | 2244 | 21740 | 9432 | 65570
2043 | 6510 | 5565 | 5742 | 383 | 3463 | 6282 | 4547 | 1050 | 2343 | 22730 | 9848 | 68463
2044 | 6744 | 5763 | 5946 | 396 | 3587 | 6511 | 4728 | 1089 | 2432 | 23621 | 10218 | 71035
2045 | 6932 | 5924 | 6111 | 407 | 3686 | 6696 | 4877 | 1120 | 2504 | 24338 | 10518 | 73113
2046 | 7088 | 6057 | 6247 | 416 | 3768 | 6851 | 5004 | 1146 | 2565 | 24954 | 10772 | 74868
2047 | 7212 | 6161 | 6353 | 422 | 3833 | 6974 | 5110 | 1167 | 2614 | 25456 | 10976 | 76278
2048 | 7319 | 6253 | 6446 | 428 | 3889 | 7082 | 5206 | 1186 | 2659 | 25913 | 11160 | 77541
2049 | 7389 | 6315 | 6506 | 432 | 3924 | 7156 | 5274 | 1198 | 2689 | 26214 | 11286 | 78383
2050 | 7441 | 6361 | 6550 | 434 | 3951 | 7212 | 5331 | 1207 | 2713 | 26462 | 11385 | 79047
2051 | 7478 | 6393 | 6580 | 436 | 3969 | 7252 | 5377 | 1214 | 2731 | 26662 | 11461 | 79553
2052 | 7506 | 6416 | 6603 | 437 | 3983 | 7283 | 5419 | 1220 | 2748 | 26854 | 11526 | 79995
2053 | 7512 | 6421 | 6606 | 437 | 3984 | 7294 | 5444 | 1222 | 2755 | 26950 | 11556 | 80181
Note: Reflects end-use electrification of space heating, water heating, cooking, and other end-uses.

## I-13b-L
Table I-13b-L: Building Electrification Summer Coincident Peak Demand - Lower Demand Policy Scenario
Reflects Cumulative Future Impacts
Total Increase in Summer Coincident Peak Demand by Zone - MW
Year | A | B | C | D | E | F | G | H | I | J | K | NYCA
2023 | 6 | 5 | 5 | 1 | 3 | 5 | 4 | 1 | 3 | 31 | 9 | 73
2024 | 8 | 7 | 5 | 1 | 4 | 7 | 6 | 1 | 5 | 42 | 13 | 99
2025 | 10 | 9 | 9 | 1 | 5 | 9 | 8 | 2 | 6 | 57 | 17 | 133
2026 | 13 | 12 | 12 | 1 | 6 | 11 | 10 | 3 | 8 | 73 | 22 | 171
2027 | 17 | 15 | 15 | 2 | 8 | 15 | 13 | 3 | 10 | 93 | 28 | 219
2028 | 21 | 19 | 18 | 2 | 10 | 18 | 16 | 4 | 13 | 116 | 35 | 272
2029 | 25 | 23 | 24 | 2 | 12 | 22 | 19 | 5 | 16 | 140 | 42 | 330
2030 | 31 | 28 | 27 | 3 | 15 | 26 | 23 | 6 | 19 | 168 | 50 | 396
2031 | 36 | 32 | 32 | 3 | 18 | 31 | 28 | 7 | 22 | 199 | 59 | 467
2032 | 42 | 38 | 37 | 4 | 21 | 36 | 32 | 8 | 26 | 233 | 70 | 547
2033 | 49 | 44 | 44 | 5 | 24 | 42 | 38 | 9 | 30 | 270 | 81 | 636
2034 | 56 | 51 | 49 | 5 | 28 | 48 | 44 | 11 | 35 | 311 | 93 | 731
2035 | 64 | 58 | 55 | 6 | 31 | 55 | 50 | 12 | 39 | 353 | 106 | 829
2036 | 71 | 65 | 61 | 7 | 35 | 62 | 56 | 14 | 44 | 396 | 119 | 930
2037 | 79 | 72 | 69 | 8 | 39 | 68 | 62 | 15 | 49 | 439 | 132 | 1032
2038 | 87 | 79 | 77 | 8 | 43 | 75 | 68 | 17 | 53 | 483 | 145 | 1135
2039 | 95 | 86 | 83 | 9 | 46 | 82 | 74 | 18 | 58 | 526 | 158 | 1235
2040 | 102 | 92 | 89 | 10 | 50 | 88 | 80 | 20 | 63 | 566 | 170 | 1330
2041 | 109 | 99 | 96 | 10 | 53 | 94 | 86 | 21 | 67 | 606 | 182 | 1423
2042 | 115 | 105 | 100 | 11 | 57 | 100 | 92 | 23 | 71 | 644 | 193 | 1511
2043 | 123 | 112 | 107 | 11 | 60 | 106 | 98 | 24 | 76 | 687 | 206 | 1610
2044 | 131 | 119 | 114 | 12 | 64 | 113 | 104 | 26 | 81 | 734 | 220 | 1718
2045 | 138 | 125 | 121 | 13 | 68 | 119 | 110 | 27 | 86 | 776 | 232 | 1815
2046 | 144 | 131 | 126 | 13 | 71 | 125 | 116 | 28 | 90 | 814 | 244 | 1902
2047 | 150 | 136 | 131 | 13 | 74 | 130 | 121 | 29 | 94 | 849 | 254 | 1981
2048 | 155 | 141 | 138 | 14 | 76 | 134 | 125 | 30 | 97 | 881 | 263 | 2054
2049 | 160 | 145 | 141 | 14 | 78 | 138 | 129 | 31 | 100 | 908 | 271 | 2115
2050 | 163 | 149 | 144 | 14 | 80 | 141 | 132 | 32 | 103 | 931 | 278 | 2167
2051 | 167 | 152 | 146 | 15 | 82 | 144 | 136 | 33 | 105 | 954 | 285 | 2219
2052 | 170 | 155 | 149 | 15 | 83 | 147 | 139 | 33 | 108 | 975 | 291 | 2265
2053 | 173 | 158 | 149 | 15 | 85 | 150 | 142 | 34 | 110 | 994 | 297 | 2307
Note: Reflects end-use electrification of space conditioning, water heating, cooking, and other end-uses.

## I-13c-L
Table I-13c-L: Building Electrification Winter Coincident Peak Demand - Lower Demand Policy Scenario
Reflects Cumulative Future Impacts
Total Increase in Winter Coincident Peak Demand by Zone - MW
Year | A | B | C | D | E | F | G | H | I | J | K | NYCA
2023-24 | 55 | 61 | 41 | 2 | 28 | 56 | 35 | 5 | 14 | 190 | 76 | 563
2024-25 | 164 | 206 | 114 | 7 | 81 | 173 | 105 | 14 | 41 | 585 | 222 | 1712
2025-26 | 279 | 358 | 198 | 14 | 136 | 296 | 179 | 23 | 69 | 1003 | 375 | 2930
2026-27 | 405 | 522 | 282 | 20 | 196 | 432 | 261 | 34 | 101 | 1461 | 546 | 4260
2027-28 | 533 | 686 | 374 | 26 | 261 | 567 | 346 | 45 | 133 | 1929 | 720 | 5620
2028-29 | 679 | 865 | 477 | 33 | 331 | 722 | 440 | 58 | 172 | 2458 | 917 | 7152
2029-30 | 820 | 1037 | 583 | 41 | 402 | 872 | 538 | 71 | 209 | 3040 | 1115 | 8728
2030-31 | 986 | 1234 | 700 | 48 | 484 | 1045 | 648 | 86 | 253 | 3653 | 1343 | 10480
2031-32 | 1160 | 1439 | 829 | 57 | 570 | 1231 | 766 | 103 | 300 | 4315 | 1585 | 12355
2032-33 | 1338 | 1643 | 960 | 65 | 658 | 1417 | 889 | 120 | 349 | 4981 | 1833 | 14253
2033-34 | 1524 | 1851 | 1097 | 74 | 750 | 1609 | 1016 | 138 | 401 | 5674 | 2089 | 16223
2034-35 | 1732 | 2091 | 1249 | 85 | 855 | 1825 | 1161 | 158 | 458 | 6464 | 2381 | 18459
2035-36 | 1929 | 2314 | 1395 | 95 | 952 | 2030 | 1297 | 177 | 514 | 7217 | 2656 | 20576
2036-37 | 2113 | 2519 | 1532 | 105 | 1045 | 2222 | 1429 | 199 | 567 | 7924 | 2918 | 22573
2037-38 | 2298 | 2724 | 1670 | 114 | 1138 | 2414 | 1562 | 220 | 621 | 8640 | 3181 | 24582
2038-39 | 2468 | 2911 | 1794 | 123 | 1222 | 2590 | 1685 | 237 | 671 | 9295 | 3423 | 26419
2039-40 | 2627 | 3086 | 1916 | 131 | 1302 | 2757 | 1801 | 255 | 717 | 9918 | 3652 | 28162
2040-41 | 2766 | 3236 | 2020 | 138 | 1371 | 2899 | 1906 | 272 | 759 | 10466 | 3853 | 29686
2041-42 | 2889 | 3372 | 2113 | 144 | 1433 | 3029 | 2001 | 289 | 796 | 10961 | 4034 | 31061
2042-43 | 2988 | 3481 | 2186 | 149 | 1483 | 3132 | 2079 | 303 | 826 | 11371 | 4182 | 32180
2043-44 | 3078 | 3580 | 2254 | 154 | 1527 | 3225 | 2152 | 316 | 854 | 11745 | 4315 | 33200
2044-45 | 3157 | 3667 | 2309 | 158 | 1566 | 3308 | 2217 | 326 | 879 | 12076 | 4435 | 34098
2045-46 | 3226 | 3747 | 2363 | 161 | 1600 | 3383 | 2276 | 338 | 901 | 12369 | 4540 | 34904
2046-47 | 3271 | 3798 | 2392 | 163 | 1622 | 3431 | 2319 | 345 | 916 | 12577 | 4614 | 35448
2047-48 | 3300 | 3833 | 2414 | 164 | 1637 | 3466 | 2351 | 351 | 927 | 12734 | 4667 | 35844
2048-49 | 3324 | 3864 | 2431 | 166 | 1649 | 3492 | 2380 | 357 | 936 | 12866 | 4711 | 36176
2049-50 | 3352 | 3897 | 2448 | 167 | 1661 | 3524 | 2410 | 362 | 946 | 12993 | 4759 | 36519
2050-51 | 3365 | 3917 | 2458 | 167 | 1668 | 3541 | 2433 | 364 | 953 | 13086 | 4792 | 36744
2051-52 | 3376 | 3932 | 2466 | 167 | 1671 | 3554 | 2451 | 370 | 957 | 13164 | 4817 | 36925
2052-53 | 3377 | 3936 | 2466 | 167 | 1672 | 3556 | 2464 | 371 | 960 | 13213 | 4829 | 37011
2053-54 | 3377 | 3938 | 2463 | 166 | 1671 | 3559 | 2476 | 377 | 963 | 13260 | 4839 | 37089
Note: Reflects end-use electrification of space heating, water heating, cooking, and other end-uses.

## I-13d
Table I-13d: Electrification Impacts by Scenario
Reflects Cumulative Impacts
NYCA Annual Energy Usage - GWh
Year | Baseline Forecast |  |  | Lower Demand Policy Scenario |  |  | Higher Demand Policy Scenario
| EV | Building | Total | EV | Building | Total | EV | Building | Total
2023 | 737 | 954 | 1691 | 677 | 1244 | 1921 | 810 | 1308 | 2118
2024 | 1112 | 1474 | 2586 | 986 | 2653 | 3639 | 1218 | 2803 | 4021
2025 | 1630 | 2253 | 3883 | 1378 | 4294 | 5672 | 1818 | 4547 | 6365
2026 | 2339 | 3212 | 5551 | 1894 | 6194 | 8088 | 2626 | 6574 | 9200
2027 | 3291 | 4447 | 7738 | 2575 | 8387 | 10962 | 3683 | 8924 | 12607
2028 | 4454 | 5856 | 10310 | 3400 | 10896 | 14296 | 4948 | 11623 | 16571
2029 | 5841 | 7551 | 13392 | 4380 | 13691 | 18071 | 6432 | 14646 | 21078
2030 | 7463 | 9485 | 16948 | 5531 | 16831 | 22362 | 8159 | 18054 | 26213
2031 | 9290 | 11658 | 20948 | 6856 | 20289 | 27145 | 10113 | 21822 | 31935
2032 | 11344 | 14209 | 25553 | 8383 | 24098 | 32481 | 12313 | 25991 | 38304
2033 | 13639 | 16986 | 30625 | 10133 | 28156 | 38289 | 14781 | 30458 | 45239
2034 | 16186 | 19950 | 36136 | 12090 | 32463 | 44553 | 17543 | 35224 | 52767
2035 | 18992 | 23082 | 42074 | 14209 | 36915 | 51124 | 20634 | 40183 | 60817
2036 | 21808 | 26413 | 48221 | 16387 | 41483 | 57870 | 23714 | 45298 | 69012
2037 | 24602 | 29706 | 54308 | 18551 | 45969 | 64520 | 26765 | 50372 | 77137
2038 | 27338 | 33035 | 60373 | 20658 | 50391 | 71049 | 29763 | 55410 | 85173
2039 | 29990 | 36292 | 66282 | 22683 | 54632 | 77315 | 32677 | 60291 | 92968
2040 | 32539 | 39453 | 71992 | 24614 | 58649 | 83263 | 35485 | 64976 | 100461
2041 | 34955 | 42289 | 77244 | 26434 | 62268 | 88702 | 38164 | 69270 | 107434
2042 | 37223 | 44893 | 82116 | 28137 | 65570 | 93707 | 40699 | 73246 | 113945
2043 | 39338 | 47176 | 86514 | 29714 | 68463 | 98177 | 43081 | 76820 | 119901
2044 | 41288 | 49229 | 90517 | 31158 | 71035 | 102193 | 45305 | 80064 | 125369
2045 | 43065 | 50868 | 93933 | 32451 | 73113 | 105564 | 47342 | 82800 | 130142
2046 | 44627 | 52280 | 96907 | 33575 | 74868 | 108443 | 49170 | 85203 | 134373
2047 | 45971 | 53415 | 99386 | 34514 | 76278 | 110792 | 50768 | 87242 | 138010
2048 | 47090 | 54440 | 101530 | 35265 | 77541 | 112806 | 52131 | 89124 | 141255
2049 | 47992 | 55110 | 103102 | 35830 | 78383 | 114213 | 53259 | 90564 | 143823
2050 | 48679 | 55654 | 104333 | 36216 | 79047 | 115263 | 54205 | 91815 | 146020
2051 | 49064 | 56074 | 105138 | 36393 | 79553 | 115946 | 54828 | 92878 | 147706
2052 | 49224 | 56479 | 105703 | 36392 | 79995 | 116387 | 55267 | 93860 | 149127
2053 | 49260 | 56652 | 105912 | 36296 | 80181 | 116477 | 55567 | 94562 | 150129
Note: Electric Vehicle annual energy usage from Tables I-1b, I-11b, I-15a, I-16a.
Includes light duty vehicles, medium and heavy duty vechiles, and buses.
Note: Building electrification annual energy usage from Tables I-1b, I-13a, I-15a, and I-16a.
Includes electrification of space heating, water heating, cooking, and other end uses.

## I-14-L
Table I-14-L: Large Loads Forecast - Lower Demand Policy Scenario
Reflects Cumulative Existing and Future Load Impacts of Large Load Projects
Annual Energy by Zone - GWh
Year | A | B | C | D | E | F | G | H | I | J | K | NYCA
2023 | 650 | 220 | 70 | 1270 | 130 | 0 | 0 | 0 | 0 | 0 | 0 | 2340
2024 | 850 | 1300 | 420 | 1290 | 280 | 0 | 0 | 0 | 0 | 0 | 0 | 4140
2025 | 1010 | 1470 | 2010 | 1290 | 400 | 0 | 0 | 0 | 0 | 0 | 0 | 6180
2026 | 1170 | 1720 | 3610 | 1290 | 450 | 0 | 0 | 0 | 0 | 0 | 0 | 8240
2027 | 1310 | 1720 | 4020 | 1520 | 450 | 0 | 0 | 0 | 0 | 0 | 0 | 9020
2028 | 1340 | 1720 | 4020 | 1780 | 450 | 0 | 0 | 0 | 0 | 0 | 0 | 9310
2029 | 1340 | 1720 | 4020 | 2000 | 450 | 0 | 0 | 0 | 0 | 0 | 0 | 9530
2030 | 1340 | 1720 | 4440 | 2080 | 450 | 0 | 0 | 0 | 0 | 0 | 0 | 10030
2031 | 1340 | 1720 | 4440 | 2080 | 450 | 0 | 0 | 0 | 0 | 0 | 0 | 10030
2032 | 1340 | 1720 | 4440 | 2080 | 450 | 0 | 0 | 0 | 0 | 0 | 0 | 10030
2033 | 1340 | 1720 | 4440 | 2080 | 450 | 0 | 0 | 0 | 0 | 0 | 0 | 10030
Summer Peak Demand by Zone - MW
Year | A | B | C | D | E | F | G | H | I | J | K | NYCA
2023 | 95 | 0 | 0 | 166 | 0 | 0 | 0 | 0 | 0 | 0 | 0 | 261
2024 | 110 | 151 | 50 | 169 | 37 | 0 | 0 | 0 | 0 | 0 | 0 | 517
2025 | 130 | 175 | 240 | 169 | 50 | 0 | 0 | 0 | 0 | 0 | 0 | 764
2026 | 150 | 200 | 430 | 169 | 55 | 0 | 0 | 0 | 0 | 0 | 0 | 1004
2027 | 170 | 200 | 480 | 213 | 55 | 0 | 0 | 0 | 0 | 0 | 0 | 1118
2028 | 170 | 200 | 480 | 241 | 55 | 0 | 0 | 0 | 0 | 0 | 0 | 1146
2029 | 170 | 200 | 480 | 269 | 55 | 0 | 0 | 0 | 0 | 0 | 0 | 1174
2030 | 170 | 200 | 530 | 269 | 55 | 0 | 0 | 0 | 0 | 0 | 0 | 1224
2031 | 170 | 200 | 530 | 269 | 55 | 0 | 0 | 0 | 0 | 0 | 0 | 1224
2032 | 170 | 200 | 530 | 269 | 55 | 0 | 0 | 0 | 0 | 0 | 0 | 1224
2033 | 170 | 200 | 530 | 269 | 55 | 0 | 0 | 0 | 0 | 0 | 0 | 1224
Winter Peak Demand by Zone - MW
Year | A | B | C | D | E | F | G | H | I | J | K | NYCA
2023-24 | 100 | 151 | 50 | 169 | 30 | 0 | 0 | 0 | 0 | 0 | 0 | 500
2024-25 | 120 | 151 | 150 | 169 | 45 | 0 | 0 | 0 | 0 | 0 | 0 | 635
2025-26 | 140 | 200 | 340 | 169 | 55 | 0 | 0 | 0 | 0 | 0 | 0 | 904
2026-27 | 160 | 200 | 460 | 169 | 55 | 0 | 0 | 0 | 0 | 0 | 0 | 1044
2027-28 | 170 | 200 | 480 | 213 | 55 | 0 | 0 | 0 | 0 | 0 | 0 | 1118
2028-29 | 170 | 200 | 480 | 241 | 55 | 0 | 0 | 0 | 0 | 0 | 0 | 1146
2029-30 | 170 | 200 | 510 | 269 | 55 | 0 | 0 | 0 | 0 | 0 | 0 | 1204
2030-31 | 170 | 200 | 530 | 269 | 55 | 0 | 0 | 0 | 0 | 0 | 0 | 1224
2031-32 | 170 | 200 | 530 | 269 | 55 | 0 | 0 | 0 | 0 | 0 | 0 | 1224
2032-33 | 170 | 200 | 530 | 269 | 55 | 0 | 0 | 0 | 0 | 0 | 0 | 1224
2033-34 | 170 | 200 | 530 | 269 | 55 | 0 | 0 | 0 | 0 | 0 | 0 | 1224
Notes:
Forecasts for 2034 onward match the final year forecasts in these tables.
These forecast values are embedded in the final annual energy, summer peak, and winter peak demand forecasts.
Table IV-7 lists the NYISO Interconnection Queue information for proposed interconnecting large loads. These forecast tables do not necessarily reflect the proposed date and MW values listed in Table IV-7, and include impacts for load projects not listed in the NYISO IQ as of March 15, 2023.

## I-21-L
Table I-21-L: Electrolysis Lower Demand Policy Scenario
Reflects Impacts of Clean Hydrogen Production
Total Annual Energy Usage by Zone - GWh
Year | A | B | C | D | E | F | G | H | I | J | K | NYCA
2023 | 0 | 0 | 0 | 0 | 0 | 0 | 0 | 0 | 0 | 0 | 0 | 0
2024 | 0 | 0 | 0 | 0 | 0 | 0 | 0 | 0 | 0 | 0 | 0 | 0
2025 | 38 | 20 | 64 | 24 | 42 | 20 | 13 | 0 | 0 | 0 | 0 | 221
2026 | 81 | 43 | 139 | 53 | 91 | 43 | 29 | 0 | 0 | 0 | 0 | 479
2027 | 143 | 76 | 243 | 92 | 159 | 76 | 50 | 0 | 0 | 0 | 0 | 839
2028 | 221 | 117 | 377 | 143 | 247 | 117 | 78 | 0 | 0 | 0 | 0 | 1300
2029 | 315 | 167 | 537 | 204 | 352 | 167 | 111 | 0 | 0 | 0 | 0 | 1853
2030 | 423 | 224 | 722 | 274 | 473 | 224 | 149 | 0 | 0 | 0 | 0 | 2489
2031 | 536 | 284 | 915 | 347 | 599 | 284 | 189 | 0 | 0 | 0 | 0 | 3154
2032 | 653 | 346 | 1114 | 423 | 730 | 346 | 230 | 0 | 0 | 0 | 0 | 3842
2033 | 771 | 408 | 1315 | 499 | 862 | 408 | 272 | 0 | 0 | 0 | 0 | 4535
2034 | 897 | 475 | 1531 | 581 | 1003 | 475 | 317 | 0 | 0 | 0 | 0 | 5279
2035 | 1047 | 554 | 1786 | 677 | 1170 | 554 | 369 | 0 | 0 | 0 | 0 | 6157
2036 | 1179 | 624 | 2011 | 763 | 1318 | 624 | 416 | 0 | 0 | 0 | 0 | 6935
2037 | 1305 | 691 | 2226 | 844 | 1459 | 691 | 461 | 0 | 0 | 0 | 0 | 7677
2038 | 1431 | 757 | 2441 | 926 | 1599 | 757 | 505 | 0 | 0 | 0 | 0 | 8416
2039 | 1554 | 823 | 2651 | 1006 | 1737 | 823 | 549 | 0 | 0 | 0 | 0 | 9143
2040 | 1673 | 886 | 2854 | 1083 | 1870 | 886 | 590 | 0 | 0 | 0 | 0 | 9842
2041 | 1785 | 945 | 3045 | 1155 | 1995 | 945 | 630 | 0 | 0 | 0 | 0 | 10500
2042 | 1889 | 1000 | 3223 | 1222 | 2112 | 1000 | 667 | 0 | 0 | 0 | 0 | 11113
2043 | 1985 | 1051 | 3386 | 1284 | 2218 | 1051 | 700 | 0 | 0 | 0 | 0 | 11675
2044 | 2072 | 1097 | 3534 | 1341 | 2315 | 1097 | 731 | 0 | 0 | 0 | 0 | 12187
2045 | 2154 | 1140 | 3675 | 1394 | 2407 | 1140 | 760 | 0 | 0 | 0 | 0 | 12670
2046 | 2223 | 1177 | 3792 | 1438 | 2484 | 1177 | 785 | 0 | 0 | 0 | 0 | 13076
2047 | 2282 | 1208 | 3893 | 1477 | 2550 | 1208 | 805 | 0 | 0 | 0 | 0 | 13423
2048 | 2332 | 1235 | 3979 | 1509 | 2607 | 1235 | 823 | 0 | 0 | 0 | 0 | 13720
2049 | 2374 | 1257 | 4051 | 1536 | 2654 | 1257 | 838 | 0 | 0 | 0 | 0 | 13967
2050 | 2409 | 1275 | 4109 | 1559 | 2692 | 1275 | 850 | 0 | 0 | 0 | 0 | 14169
2051 | 2432 | 1288 | 4149 | 1574 | 2718 | 1288 | 858 | 0 | 0 | 0 | 0 | 14307
2052 | 2447 | 1295 | 4174 | 1583 | 2735 | 1295 | 864 | 0 | 0 | 0 | 0 | 14393
2053 | 2455 | 1300 | 4188 | 1589 | 2744 | 1300 | 866 | 0 | 0 | 0 | 0 | 14442
Note: Reflects sufficient electrolysis needed to produce hydrogen for non-EV Zero Emission Vehicles (50% in-state production, 50% out-of-state production).